## Coal Plant List
Identifying Characteristics (1) | [6 empty] | 2008 Coal Fleet (4) |  |  | 2016 Coal Fleet (5) |  |  |  |  | Alternative Economic Comparisons (6) |  |  | Demographic Information (7)
Power Plant | City | State | NERC Region (2) | Nameplate Capacity (MW) (3) | 2008 Generation (MWh) | 2016 Generation (MWh) | Total # Coal Units | Retired Units (2008-16) | Converted Units (2008-16) | Operating Coal Units | Units Announced for Retirment or Conversion | Economic Units | Excluded Units | Uneconomic Units (Existing NGCC) | Uneconomic Units (Wind) | Uneconomic Units (Solar) | Uneconomic Units (New NGCC) | Total Population in 3-mile radius | Minority Population in 3-mile radius | Low-Income Population in 3-mile radius | Minority State Percentile | Low-Income State Percentile
A.B. Brown | Mount Vernon | IN | RFC | 530.4 | 3308346 | 2110193 | 2 | 0 | 0 | 2 | 0 | 2 | 0 | 0 | 0 | 0 | 0 | 1498 | 14.98 | 565.82 | 10 | 59
ACE Cogeneration | Trona | CA | WECC | 108 | 752466 | 0 | 1 | 1 | 0 | 0 | 0 | 0 | 0 | 0 | 0 | 0 | 0 | 1612 | 403 | 754.35 | 12 | 67
AES Hawaii | Kapolei | HI | HI | 203 | 1598629 | 1512820 | 1 | 0 | 0 | 1 | 0 | 0 | 1 | 0 | 0 | 0 | 0 | 5338 | 3469.7 | 1239.84 | 22 | 50
Akron Recycle Energy BFG | Akron | OH | RFC | 0.25 | 0 | 0 | 1 | 1 | 0 | 0 | 0 | 0 | 0 | 0 | 0 | 0 | 0 | 118130 | 59065 | 67014.56 | 87 | 85
Albright | Albright | WV | RFC | 278.2 | 831395 | 0 | 3 | 3 | 0 | 0 | 0 | 0 | 0 | 0 | 0 | 0 | 0 | 2846 | 113.84 | 932.62 | 48 | 34
Allen S. King | Bayport | MN | MRO | 598.4 | 3174392 | 2715573 | 1 | 0 | 0 | 1 | 0 | 1 | 0 | 0 | 0 | 0 | 0 | 23046 | 2765.52 | 4604.6 | 52 | 46
Alma | Alma | WI | MRO | 181 | 886166 | 0 | 5 | 5 | 0 | 0 | 0 | 0 | 0 | 0 | 0 | 0 | 0 | 932 | 37.28 | 230.88 | 29 | 46
Altavista | Altavista | VA | SERC | 71.1 | 185557 | 282677 | 1 | 0 | 1 | 0 | 0 | 0 | 0 | 0 | 0 | 0 | 0 | 6739 | 1684.75 | 2913.24 | 41 | 79
Ames | Ames | IA | MRO | 108.8 | 448504 | 0 | 2 | 0 | 2 | 0 | 0 | 0 | 0 | 0 | 0 | 0 | 0 | 44523 | 8459.37 | 15982.12 | 80 | 80
Antelope Valley | Beulah | ND | MRO | 869.8 | 6412999 | 5923689 | 2 | 0 | 0 | 2 | 0 | 2 | 0 | 0 | 0 | 0 | 0 | 27 | 3.78 | 6.48 | 74 | 48
Apache Station |  | AZ | WECC | 408 | 2712669 | 1953599 | 2 | 0 | 0 | 2 | 1 | 1 | 0 | 0 | 0 | 0 | 0 | 161 | 33.81 | 72.45 | 25 | 61
Arapahoe | Denver | CO | WECC | 158.5 | 878272 | 0 | 2 | 2 | 0 | 0 | 0 | 0 | 0 | 0 | 0 | 0 | 0 | 147042 | 70580.16 | 61603.52 | 78 | 73
Armstrong Power Station | Adrian | PA | RFC | 326.4 | 1435696 | 0 | 2 | 2 | 0 | 0 | 0 | 0 | 0 | 0 | 0 | 0 | 0 | 1323 | 26.46 | 435.27 | 18 | 61
Asbury |  | MO | SPP | 231.5 | 1307869 | 1090318 | 2 | 1 | 0 | 1 | 0 | 1 | 0 | 0 | 0 | 0 | 0 | 357 | 28.56 | 100.34 | 40 | 40
Asheville | Arden | NC | SERC | 413.6 | 2173277 | 1311318 | 2 | 0 | 0 | 2 | 2 | 0 | 0 | 0 | 0 | 0 | 0 | 28992 | 5798.4 | 8929.86 | 36 | 37
Ashtabula | Ashtabula | OH | RFC | 256 | 1192104 | 0 | 1 | 1 | 0 | 0 | 0 | 0 | 0 | 0 | 0 | 0 | 0 | 13116 | 1836.24 | 6361 | 61 | 76
Austin Northeast | Austin | MN | MRO | 31.9 | 38747 | 0 | 1 | 1 | 0 | 0 | 0 | 0 | 0 | 0 | 0 | 0 | 0 | 15413 | 4315.64 | 6528.26 | 79 | 82
Avon Lake | Avon Lake | OH | RFC | 766 | 2814748 | 1102381 | 2 | 1 | 0 | 1 | 1 | 0 | 0 | 0 | 0 | 0 | 0 | 20968 | 1677.44 | 3959.79 | 44 | 27
B. C. Cobb | Muskegon | MI | RFC | 519.6 | 1999503 | 555994 | 5 | 5 | 0 | 0 | 0 | 0 | 0 | 0 | 0 | 0 | 0 | 43051 | 17220.4 | 23455.5 | 80 | 82
B.L. England | Marmora | NJ | RFC | 299.2 | 975341 | 87776 | 2 | 1 | 0 | 1 | 1 | 0 | 0 | 0 | 0 | 0 | 0 | 14670 | 2934 | 3769.22 | 32 | 63
Bailly | Chesterton | IN | RFC | 603.5 | 2530321 | 1777336 | 2 | 0 | 0 | 2 | 2 | 0 | 0 | 0 | 0 | 0 | 0 | 3907 | 273.49 | 1053.27 | 39 | 39
Baldwin Energy Complex | Baldwin | IL | SERC | 1894.1 | 13073751 | 9793431 | 3 | 1 | 0 | 2 | 2 | 0 | 0 | 0 | 0 | 0 | 0 | 605 | 30.25 | 175.45 | 14 | 52
Barry | Bucks | AL | SERC | 1770.7 | 9560124 | 4369531 | 5 | 1 | 2 | 2 | 0 | 0 | 0 | 2 | 1 | 0 | 0 | 97 | 40.74 | 41.71 | 69 | 57
Bay Front | Ashland | WI | MRO | 67.2 | 330012 | 154280 | 3 | 0 | 0 | 3 | 1 | 0 | 2 | 0 | 0 | 0 | 0 | 8277 | 1241.55 | 3366.44 | 68 | 79
Bay Shore | Toledo | OH | RFC | 649.3 | 4185776 | 963055 | 4 | 3 | 0 | 1 | 1 | 0 | 0 | 0 | 0 | 0 | 0 | 13961 | 2373.37 | 5272.8 | 66 | 63
Beaver Valley ST | Monaca | PA | RFC | 149 | 844971 | 0 | 2 | 2 | 0 | 0 | 0 | 0 | 0 | 0 | 0 | 0 | 0 | 10606 | 530.3 | 2414.08 | 30 | 41
Belews Creek | Walnut Cove | NC | SERC | 2491.2 | 16337529 | 10731176 | 2 | 0 | 0 | 2 | 0 | 0 | 0 | 2 | 0 | 0 | 0 | 1445 | 462.4 | 504 | 54 | 45
Belle River | East China | MI | RFC | 1395 | 8104140 | 6502562 | 2 | 0 | 0 | 2 | 0 | 0 | 0 | 2 | 0 | 0 | 0 | 5749 | 229.96 | 1556.24 | 16 | 42
Ben French | Rapid City | SD | WECC | 25 | 120570 | 0 | 1 | 1 | 0 | 0 | 0 | 0 | 0 | 0 | 0 | 0 | 0 | 42440 | 9761.2 | 15771.99 | 79 | 68
Big Bend | Apollo Beach | FL | FRCC | 1822.5 | 8727457 | 7283529 | 4 | 0 | 0 | 4 | 0 | 0 | 0 | 4 | 0 | 0 | 1 | 19689 | 6891.15 | 5873.4 | 47 | 38
Big Brown | Fairfield | TX | TRE | 1186.8 | 8421796 | 6273921 | 2 | 0 | 0 | 2 | 0 | 2 | 0 | 0 | 0 | 0 | 0 | 10 | 4 | 4.2 | 36 | 57
Big Cajun 2 | New Roads | LA | SERC | 1902.9 | 12871678 | 6405844 | 3 | 0 | 1 | 2 | 0 | 2 | 0 | 0 | 0 | 0 | 0 | 832 | 232.96 | 356.9 | 45 | 58
Big Sandy | Louisa | KY | RFC | 1096.8 | 6021182 | 530196 | 2 | 1 | 1 | 0 | 0 | 0 | 0 | 0 | 0 | 0 | 0 | 1399 | 0 | 321.54 | 8 | 22
Big Stone | Big Stone City | SD | MRO | 456 | 3574952 | 2084287 | 1 | 0 | 0 | 1 | 0 | 1 | 0 | 0 | 0 | 0 | 0 | 966 | 28.98 | 288.6 | 17 | 47
Birchwood Power Facility | King George | VA | SERC | 258.3 | 1563434 | 442613 | 1 | 0 | 0 | 1 | 0 | 0 | 0 | 1 | 1 | 0 | 0 | 3257 | 521.12 | 325.2 | 26 | 21
Black Dog ST | Burnsville | MN | MRO | 276.8 | 1474101 | 0 | 2 | 2 | 0 | 0 | 0 | 0 | 0 | 0 | 0 | 0 | 0 | 65385 | 19615.5 | 16869.58 | 81 | 54
Black River Generation | Fort Drum | NY | NPCC | 55.5 | 460412 | 310543 | 1 | 0 | 1 | 0 | 0 | 0 | 0 | 0 | 0 | 0 | 0 | 16760 | 6033.6 | 6897.24 | 54 | 77
Blount Street | Madison | WI | MRO | 177.5 | 197705 | 0 | 5 | 3 | 2 | 0 | 0 | 0 | 0 | 0 | 0 | 0 | 0 | 96431 | 20250.51 | 42576.59 | 76 | 83
Blue Valley | Independence | MO | SPP | 115 | 344262 | 0 | 3 | 0 | 3 | 0 | 0 | 0 | 0 | 0 | 0 | 0 | 0 | 25953 | 5190.6 | 7183.96 | 71 | 39
Boardman | Boardman | OR | WECC | 642.2 | 4047841 | 1903052 | 1 | 0 | 0 | 1 | 1 | 0 | 0 | 0 | 0 | 0 | 0 | 0
Bonanza | Vernal | UT | WECC | 499.5 | 3734921 | 3063497 | 1 | 0 | 0 | 1 | 1 | 0 | 0 | 0 | 0 | 0 | 0 | 0
Bowen | Cartersville | GA | SERC | 3498.6 | 22233226 | 15831226 | 4 | 0 | 0 | 4 | 0 | 0 | 0 | 4 | 3 | 0 | 0 | 7080 | 778.8 | 2053.2 | 13 | 34
Brame Energy Center (Rodemacher 2) (Rodemacher Lake) | Lena | LA | SPP | 558 | 2746296 | 1709980 | 1 | 0 | 0 | 1 | 0 | 1 | 0 | 0 | 0 | 0 | 0 | 1166 | 734.58 | 706.99 | 74 | 82
Brame Energy Center (Rodemacher 3) (Madison Unit 3) | Lena | LA | SPP | 703.8 | 0 | 3813984 | 1 | 0 | 0 | 1 | 0 | 1 | 0 | 0 | 0 | 0 | 0 | 1166 | 734.58 | 706.99 | 74 | 82
Brandon Shores | Baltimore | MD | RFC | 1370 | 7874309 | 4740746 | 2 | 0 | 0 | 2 | 0 | 0 | 0 | 2 | 0 | 0 | 0 | 27085 | 3791.9 | 4030.95 | 21 | 41
Brayton Point 1-3 | Somerset | MA | NPCC | 1124.6 | 7907327 | 1904602 | 3 | 0 | 0 | 3 | 3 | 0 | 0 | 0 | 0 | 0 | 0 | 73028 | 12414.76 | 33160.48 | 51 | 84
Bremo Bluff | Bremo Bluff | VA | SERC | 254.2 | 1197670 | 401060 | 2 | 0 | 2 | 0 | 0 | 0 | 0 | 0 | 0 | 0 | 0 | 1076 | 376.6 | 367.5 | 54 | 67
Bridgeport Harbor 3 | Bridgeport | CT | NPCC | 400 | 2879907 | 181504 | 1 | 0 | 0 | 1 | 1 | 0 | 0 | 0 | 0 | 0 | 0 | 150530 | 112897.5 | 69039.24 | 88 | 85
Bruce Mansfield | Shippingport | PA | RFC | 2741.1 | 18556736 | 11614354 | 3 | 0 | 0 | 3 | 0 | 3 | 0 | 0 | 0 | 0 | 0 | 6319 | 947.85 | 2387.92 | 61 | 69
Brunner Island | York Haven | PA | RFC | 1616.1 | 9957373 | 3267085 | 3 | 1 | 0 | 2 | 0 | 2 | 0 | 0 | 0 | 0 | 0 | 12522 | 626.1 | 3110.25 | 33 | 45
Buck | Salisbury | NC | SERC | 370 | 1303621 | 0 | 4 | 4 | 0 | 0 | 0 | 0 | 0 | 0 | 0 | 0 | 0 | 4887 | 928.53 | 2050.44 | 35 | 57
Bull Run | Clinton | TN | SERC | 950 | 4136691 | 1967008 | 1 | 0 | 0 | 1 | 0 | 1 | 0 | 0 | 0 | 0 | 0 | 10540 | 737.8 | 3151.8 | 33 | 35
Burlington ST | Burlington | IA | MRO | 212 | 1180922 | 1119834 | 1 | 0 | 0 | 1 | 1 | 0 | 0 | 0 | 0 | 0 | 0 | 3198 | 287.82 | 857.08 | 60 | 49
C.D. McIntosh Jr ST | Lakeland | FL | FRCC | 363.8 | 2616236 | 1393616 | 1 | 0 | 0 | 1 | 0 | 0 | 0 | 1 | 0 | 0 | 0 | 35867 | 16140.15 | 19944.3 | 57 | 80
C.P. Crane | Baltimore | MD | RFC | 399.8 | 1759757 | 356734 | 2 | 0 | 0 | 2 | 0 | 0 | 0 | 2 | 1 | 1 | 0 | 13003 | 2080.48 | 3112.32 | 25 | 59
C.R. Huntley | Tonawanda | NY | NPCC | 400 | 2426733 | 255738 | 2 | 2 | 0 | 0 | 0 | 0 | 0 | 0 | 0 | 0 | 0 | 47291 | 13241.48 | 22064.62 | 47 | 74
Cambria Cogeneration | Ebensburg | PA | RFC | 98 | 663733 | 0 | 1 | 0 | 0 | 1 | 0 | 0 | 1 | 0 | 0 | 0 | 0 | 7040 | 281.6 | 1959.9 | 28 | 55
Cameo | Palisade | CO | WECC | 75 | 404938 | 0 | 2 | 2 | 0 | 0 | 0 | 0 | 0 | 0 | 0 | 0 | 0 | 474 | 90.06 | 172.9 | 38 | 67
Canadys | Walterboro | SC | SERC | 489.6 | 2207322 | 0 | 3 | 3 | 0 | 0 | 0 | 0 | 0 | 0 | 0 | 0 | 0 | 793 | 293.41 | 420.29 | 58 | 73
Cane Run | Louisville | KY | SERC | 644.6 | 3412634 | 0 | 3 | 3 | 0 | 0 | 0 | 0 | 0 | 0 | 0 | 0 | 0 | 28342 | 8219.18 | 10055.52 | 85 | 45
Cape Fear | Moncure | NC | SERC | 328.5 | 1816171 | 0 | 2 | 2 | 0 | 0 | 0 | 0 | 0 | 0 | 0 | 0 | 0 | 980 | 186.2 | 272.44 | 35 | 32
Carbon | Castle Gate | UT | WECC | 188.6 | 1205082 | 0 | 2 | 2 | 0 | 0 | 0 | 0 | 0 | 0 | 0 | 0 | 0 | 1887 | 207.57 | 658 | 37 | 60
Cardinal | Brilliant | OH | RFC | 1880.4 | 10386166 | 9180921 | 3 | 0 | 0 | 3 | 1 | 2 | 0 | 0 | 0 | 0 | 0 | 6030 | 120.6 | 2219.26 | 13 | 60
Cayuga | Cayuga | IN | RFC | 1062 | 6192071 | 6056549 | 2 | 0 | 0 | 2 | 0 | 2 | 0 | 0 | 0 | 0 | 0 | 1603 | 64.12 | 479.1 | 27 | 45
Cayuga ST | Lansing | NY | NPCC | 322.5 | 2178327 | 566747 | 2 | 0 | 0 | 2 | 2 | 0 | 0 | 0 | 0 | 0 | 0 | 866 | 43.3 | 121.1 | 13 | 23
Cedar Bay Generating | Jacksonville | FL | FRCC | 291.6 | 1718119 | 99765 | 1 | 1 | 0 | 0 | 0 | 0 | 0 | 0 | 0 | 0 | 0 | 16286 | 6188.68 | 4876.5 | 50 | 39
Central Power & Lime (Brooksville) | Brooksville | FL | FRCC | 75 | 811973 | 0 | 1 | 0 | 1 | 0 | 0 | 0 | 0 | 0 | 0 | 0 | 0 | 5868 | 1232.28 | 3414.17 | 30 | 84
Centralia | Centralia | WA | WECC | 1459.8 | 8737084 | 4576835 | 2 | 0 | 0 | 2 | 2 | 0 | 0 | 0 | 0 | 0 | 0 | 803 | 88.33 | 401.5 | 21 | 82
Chalk Point 1 and 2 | Aquasco | MD | RFC | 728 | 3974364 | 1490214 | 2 | 0 | 0 | 2 | 2 | 0 | 0 | 0 | 0 | 0 | 0 | 2913 | 990.42 | 432.15 | 44 | 40
Chambers Cogeneration | Carneys Point | NJ | RFC | 285 | 1954227 | 686386 | 1 | 0 | 0 | 1 | 0 | 0 | 0 | 1 | 0 | 0 | 0 | 14506 | 5512.28 | 5142.96 | 53 | 75
Chamois | Chamois | MO | SERC | 59 | 454907 | 0 | 2 | 2 | 0 | 0 | 0 | 0 | 0 | 0 | 0 | 0 | 0 | 799 | 7.99 | 231.42 | 10 | 41
Charles R Lowman | Leroy | AL | SERC | 538 | 3571254 | 1480692 | 3 | 0 | 0 | 3 | 0 | 0 | 0 | 3 | 2 | 1 | 0 | 2891 | 1387.68 | 1365.12 | 74 | 65
Chena Power Plant | Fairbanks | AK | ASCC | 29 | 177104 | 0 | 4 | 1 | 0 | 3 | 0 | 0 | 3 | 0 | 0 | 0 | 0 | 35917 | 14007.63 | 11379.8 | 63 | 72
Cherokee | Denver | CO | WECC | 801.3 | 4534806 | 1958271 | 4 | 3 | 0 | 1 | 1 | 0 | 0 | 0 | 0 | 0 | 0 | 66222 | 46355.4 | 36647.52 | 91 | 86
Chesapeake | Chesapeake | VA | SERC | 649.5 | 3409454 | 0 | 4 | 4 | 0 | 0 | 0 | 0 | 0 | 0 | 0 | 0 | 0 | 59373 | 29686.5 | 18262.72 | 71 | 61
Chesterfield | Chester | VA | SERC | 1352.9 | 7339586 | 6285423 | 4 | 0 | 0 | 4 | 0 | 0 | 0 | 4 | 2 | 1 | 0 | 10016 | 3305.28 | 2702.43 | 52 | 55
Cheswick | Springdale | PA | RFC | 637 | 2446615 | 1950566 | 1 | 0 | 0 | 1 | 0 | 1 | 0 | 0 | 0 | 0 | 0 | 32842 | 3941.04 | 10972.82 | 55 | 62
Cholla | Joseph City | AZ | WECC | 1128.8 | 7403584 | 2432167 | 4 | 1 | 0 | 3 | 3 | 0 | 0 | 0 | 0 | 0 | 0 | 1040 | 405.6 | 530.53 | 53 | 71
Clay Boswell | Cohasset | MN | MRO | 1072.5 | 7069246 | 7450423 | 4 | 0 | 0 | 4 | 2 | 2 | 0 | 0 | 0 | 0 | 0 | 2167 | 108.35 | 409.26 | 25 | 39
Clifty Creek | Madison | IN | RFC | 1303.8 | 8415451 | 5030848 | 6 | 0 | 0 | 6 | 0 | 6 | 0 | 0 | 0 | 0 | 0 | 14669 | 1320.21 | 5052.45 | 45 | 60
Clinch River |  | VA | RFC | 712.5 | 3636933 | 297008 | 3 | 1 | 2 | 0 | 0 | 0 | 0 | 0 | 0 | 0 | 0 | 986 | 0 | 398.58 | 1 | 78
Clover | Clover | VA | SERC | 848 | 5809328 | 5444917 | 2 | 0 | 0 | 2 | 0 | 0 | 0 | 2 | 0 | 0 | 0 | 499 | 234.53 | 254.49 | 68 | 87
Coal Creek | Underwood | ND | MRO | 1209.6 | 8262292 | 8104001 | 2 | 0 | 0 | 2 | 0 | 2 | 0 | 0 | 0 | 0 | 0 | 14 | 1.12 | 3.64 | 53 | 54
Coastal Carolina Clean Power | Kenansville | NC | SERC | 44.1 | 27631 | 0 | 1 | 1 | 0 | 0 | 0 | 0 | 0 | 0 | 0 | 0 | 0 | 1093 | 524.64 | 521.28 | 69 | 69
Coffeen | Coffeen | IL | SERC | 1005.4 | 5516937 | 4606098 | 2 | 0 | 0 | 2 | 0 | 2 | 0 | 0 | 0 | 0 | 0 | 815 | 138.55 | 250.1 | 37 | 69
Colbert | Tuscumbia | AL | SERC | 1350 | 7657953 | 741953 | 5 | 5 | 0 | 0 | 0 | 0 | 0 | 0 | 0 | 0 | 0 | 568 | 85.2 | 176.08 | 34 | 35
Coleto Creek |  | TX | TRE | 622.4 | 4929807 | 3123724 | 1 | 0 | 0 | 1 | 0 | 1 | 0 | 0 | 0 | 0 | 0 | 700 | 189 | 203 | 21 | 40
Colorado Energy Nations Company | Golden | CO | WECC | 35.4 | 200297 | 0 | 4 | 1 | 0 | 3 | 0 | 0 | 3 | 0 | 0 | 0 | 0 | 27964 | 4474.24 | 6564.48 | 32 | 48
Colstrip | Colstrip | MT | WECC | 2272 | 16086750 | 13358656 | 4 | 0 | 0 | 4 | 2 | 2 | 0 | 0 | 0 | 0 | 0 | 2245 | 516.35 | 423.89 | 88 | 16
Colstrip Energy LP | Colstrip | MT | WECC | 46.1 | 293305 | 0 | 1 | 0 | 0 | 1 | 0 | 0 | 1 | 0 | 0 | 0 | 0 | 2245 | 516.35 | 423.89 | 88 | 16
Columbia Energy Center | Pardeeville | WI | MRO | 1112 | 7317621 | 4976899 | 2 | 0 | 0 | 2 | 0 | 2 | 0 | 0 | 0 | 0 | 0 | 2045 | 102.25 | 403.2 | 30 | 31
Columbia, MO | Columbia | MO | SERC | 38.5 | 53943 | 0 | 2 | 2 | 0 | 0 | 0 | 0 | 0 | 0 | 0 | 0 | 0 | 59720 | 16124.4 | 25578 | 77 | 76
Colver Power Project | Colver | PA | RFC | 118 | 862585 | 0 | 1 | 0 | 0 | 1 | 0 | 0 | 1 | 0 | 0 | 0 | 0 | 1737 | 34.74 | 368.69 | 17 | 41
Comanche | Pueblo | CO | WECC | 1635.3 | 4378101 | 9059710 | 3 | 0 | 0 | 3 | 0 | 3 | 0 | 0 | 0 | 0 | 0 | 8070 | 3954.3 | 3317.16 | 79 | 72
Conemaugh | New Florence | PA | RFC | 1872 | 11474101 | 9218947 | 2 | 0 | 0 | 2 | 0 | 2 | 0 | 0 | 0 | 0 | 0 | 2485 | 49.7 | 969.15 | 17 | 72
Conesville | Conesville | OH | RFC | 1890.8 | 9463907 | 4534110 | 4 | 1 | 0 | 3 | 2 | 1 | 0 | 0 | 0 | 0 | 0 | 1027 | 0 | 308.1 | 6 | 48
Cope | Cope | SC | SERC | 417.3 | 2619894 | 1974564 | 1 | 0 | 0 | 1 | 0 | 0 | 0 | 1 | 0 | 0 | 0 | 760 | 418 | 379.5 | 77 | 68
Coronado | Saint Johns | AZ | WECC | 821.8 | 6286477 | 4924949 | 2 | 0 | 0 | 2 | 0 | 2 | 0 | 0 | 0 | 0 | 0 | 4 | 0.52 | 1.6 | 13 | 55
Coyote | Beulah | ND | MRO | 450 | 2983729 | 2447568 | 1 | 0 | 0 | 1 | 0 | 1 | 0 | 0 | 0 | 0 | 0 | 145 | 5.8 | 42.05 | 31 | 59
Craig | Craig | CO | WECC | 1427.6 | 10001225 | 8325433 | 3 | 0 | 0 | 3 | 1 | 2 | 0 | 0 | 0 | 0 | 0 | 288 | 17.28 | 66.24 | 6 | 45
Crawford | Chicago | IL | RFC | 597.4 | 2462451 | 0 | 2 | 2 | 0 | 0 | 0 | 0 | 0 | 0 | 0 | 0 | 0 | 344136 | 313163.76 | 203267.86 | 88 | 88
Crawfordsville | Crawfordsville | IN | RFC | 24.1 | 26292 | 0 | 2 | 0 | 0 | 2 | 0 | 0 | 2 | 0 | 0 | 0 | 0 | 19088 | 2099.68 | 8590.19 | 50 | 74
Crist | Pensacola | FL | SERC | 1135.1 | 5216055 | 2633020 | 4 | 0 | 0 | 4 | 0 | 0 | 0 | 4 | 2 | 2 | 0 | 23150 | 5324.5 | 7350.35 | 33 | 48
Cromby 1 | Phoenixville | PA | RFC | 187.5 | 635474 | 0 | 1 | 1 | 0 | 0 | 0 | 0 | 0 | 0 | 0 | 0 | 0 | 52075 | 8852.75 | 9134.82 | 63 | 30
Cross |  | SC | SERC | 2390.1 | 13621885 | 10137161 | 4 | 0 | 0 | 4 | 0 | 0 | 0 | 4 | 1 | 1 | 0 | 1261 | 819.65 | 630.5 | 83 | 69
Crystal River | Crystal River | FL | FRCC | 2442.7 | 14260525 | 8885472 | 4 | 0 | 0 | 4 | 2 | 0 | 0 | 2 | 0 | 0 | 2 | 3 | 0.42 | 0.6 | 20 | 20
Cumberland | Cumberland City | TN | SERC | 2600 | 16294738 | 12897681 | 2 | 0 | 0 | 2 | 0 | 2 | 0 | 0 | 0 | 0 | 0 | 1042 | 166.72 | 581.28 | 56 | 77
D.B. Wilson | Centertown | KY | SERC | 509.4 | 2995196 | 3114894 | 1 | 0 | 0 | 1 | 0 | 1 | 0 | 0 | 0 | 0 | 0 | 342 | 10.26 | 157.32 | 28 | 61
Dale |  | KY | SERC | 216 | 1046763 | -1151 | 4 | 4 | 0 | 0 | 0 | 0 | 0 | 0 | 0 | 0 | 0 | 1547 | 46.41 | 494.72 | 28 | 36
Dallman | Springfield | IL | SERC | 617.8 | 1439185 | 1785396 | 4 | 0 | 0 | 4 | 0 | 4 | 0 | 0 | 0 | 0 | 0 | 31054 | 10868.9 | 12137.64 | 57 | 69
Dan E Karn | Essexville | MI | RFC | 544 | 2073382 | 2166918 | 2 | 0 | 0 | 2 | 0 | 2 | 0 | 0 | 0 | 0 | 0 | 12122 | 969.76 | 4032.06 | 38 | 52
Dan River | Eden | NC | SERC | 290 | 1030300 | 0 | 3 | 3 | 0 | 0 | 0 | 0 | 0 | 0 | 0 | 0 | 0 | 12047 | 4095.98 | 6397.38 | 55 | 76
Danskammer 3-4 | Newburgh | NY | NPCC | 386.5 | 2669276 | 17958 | 2 | 0 | 2 | 0 | 0 | 0 | 0 | 0 | 0 | 0 | 0 | 18837 | 5651.1 | 3293.28 | 49 | 32
Dave Johnston | Glenrock | WY | WECC | 922.2 | 5638804 | 5088504 | 4 | 0 | 0 | 4 | 0 | 4 | 0 | 0 | 0 | 0 | 0 | 102 | 10.2 | 36.72 | 39 | 68
Dean H. Mitchell | Gary | IN | RFC | 521.6 | 0 | 0 | 4 | 4 | 0 | 0 | 0 | 0 | 0 | 0 | 0 | 0 | 0 | 18750 | 18000 | 11363.08 | 98 | 86
Deepwater (TX) | Pasadena | TX | TRE | 165.2 | 819034 | 0 | 1 | 1 | 0 | 0 | 0 | 0 | 0 | 0 | 0 | 0 | 0 | 77207 | 67170.09 | 45283.68 | 78 | 77
Deepwater ST (NJ) 6 | Pennsville | NJ | RFC | 73.5 | 312850 | 0 | 1 | 1 | 0 | 0 | 0 | 0 | 0 | 0 | 0 | 0 | 0 | 20953 | 7752.61 | 6452.03 | 53 | 69
Deerhaven | Gainesville | FL | FRCC | 250.7 | 1277015 | 570318 | 1 | 0 | 1 | 0 | 0 | 0 | 0 | 0 | 0 | 0 | 0 | 6746 | 1686.5 | 1207.08 | 35 | 16
Desert View Power Plant (Mecca) | Mecca | CA | WECC | 55.5 | 359434 | 332818 | 1 | 0 | 1 | 0 | 0 | 0 | 0 | 0 | 0 | 0 | 0 | 11623 | 11506.77 | 8870.4 | 95 | 95
Dickerson |  | MD | RFC | 588 | 2734757 | 549961 | 3 | 0 | 0 | 3 | 3 | 0 | 0 | 0 | 0 | 0 | 0 | 1905 | 285.75 | 113.82 | 23 | 14
Dolet Hills | Mansfield | LA | SPP | 720.7 | 4892316 | 3384917 | 1 | 0 | 0 | 1 | 0 | 1 | 0 | 0 | 0 | 0 | 0 | 108 | 62.64 | 63.72 | 71 | 80
Dolphus M Grainger | Conway | SC | SERC | 163.2 | 680229 | 0 | 2 | 2 | 0 | 0 | 0 | 0 | 0 | 0 | 0 | 0 | 0 | 19404 | 8537.76 | 10115.82 | 66 | 75
Dover | Dover | OH | RFC | 27.5 | 80736 | 0 | 2 | 0 | 0 | 2 | 0 | 0 | 2 | 0 | 0 | 0 | 0 | 28529 | 2567.61 | 11172.8 | 48 | 65
Dover Steam Energy Center | Dover | DE | RFC | 18 | 99147 | 0 | 1 | 1 | 0 | 0 | 0 | 0 | 0 | 0 | 0 | 0 | 0 | 48067 | 24033.5 | 16842.36 | 76 | 73
Dry Fork Station | Gillette | WY | WECC | 483.7 | 0 | 2830760 | 1 | 0 | 0 | 1 | 0 | 1 | 0 | 0 | 0 | 0 | 0 | 48 | 4.32 | 9.87 | 39 | 34
Dubuque | Dubuque | IA | MRO | 81.2 | 271984 | 0 | 3 | 1 | 2 | 0 | 0 | 0 | 0 | 0 | 0 | 0 | 0 | 47410 | 4741 | 16736.72 | 61 | 71
Duck Creek | Canton | IL | SERC | 441 | 2234527 | 2108062 | 1 | 0 | 0 | 1 | 0 | 1 | 0 | 0 | 0 | 0 | 0 | 199 | 5.97 | 75.62 | 9 | 65
Dunkirk | Dunkirk | NY | NPCC | 627.2 | 3703269 | 0 | 4 | 4 | 0 | 0 | 0 | 0 | 0 | 0 | 0 | 0 | 0 | 17387 | 5042.23 | 7532 | 48 | 77
E.C. Gaston | Wilsonville | AL | SERC | 2012.8 | 11410654 | 4280288 | 5 | 0 | 4 | 1 | 0 | 0 | 0 | 1 | 0 | 0 | 0 | 2200 | 352 | 875.2 | 36 | 52
E.D. Edwards | Bartonville | IL | SERC | 780.3 | 4415822 | 2811862 | 3 | 1 | 0 | 2 | 0 | 2 | 0 | 0 | 0 | 0 | 0 | 25066 | 1002.64 | 8224.92 | 10 | 58
E.J. Stoneman | Cassville | WI | MRO | 53 | 21599 | 0 | 2 | 2 | 0 | 0 | 0 | 0 | 0 | 0 | 0 | 0 | 0 | 1267 | 25.34 | 417.45 | 10 | 60
E.W. Brown | Harrodsburg | KY | SERC | 757.1 | 4123461 | 1733810 | 3 | 0 | 0 | 3 | 0 | 0 | 0 | 3 | 1 | 0 | 0 | 2473 | 123.65 | 813.12 | 40 | 39
Eagle Valley | Martinsville | IN | RFC | 301.6 | 1213665 | 108355 | 4 | 4 | 0 | 0 | 0 | 0 | 0 | 0 | 0 | 0 | 0 | 3932 | 196.6 | 918.48 | 30 | 34
Earl F Wisdom | Spencer | IA | MRO | 37.5 | 77692 | 1344 | 1 | 0 | 1 | 0 | 0 | 0 | 0 | 0 | 0 | 0 | 0 | 266 | 2.66 | 39.75 | 14 | 17
East Bend |  | KY | RFC | 772 | 4241387 | 3667297 | 1 | 0 | 0 | 1 | 0 | 1 | 0 | 0 | 0 | 0 | 0 | 1978 | 59.34 | 692.64 | 30 | 45
Eastlake | Eastlake | OH | RFC | 1257 | 7699957 | 0 | 5 | 5 | 0 | 0 | 0 | 0 | 0 | 0 | 0 | 0 | 0 | 39532 | 2767.24 | 10236.2 | 42 | 41
Ebensburg Power Company | Ebensburg | PA | RFC | 57.6 | 427959 | 0 | 1 | 0 | 0 | 1 | 0 | 0 | 1 | 0 | 0 | 0 | 0 | 6790 | 203.7 | 2234.1 | 22 | 61
Eckert Station | Lansing | MI | RFC | 375 | 1634485 | 540333 | 6 | 1 | 0 | 5 | 5 | 0 | 0 | 0 | 0 | 0 | 0 | 88701 | 38141.43 | 44993.22 | 82 | 76
Eddystone 1-2 | Eddystone | PA | RFC | 707.2 | 2113050 | 0 | 2 | 2 | 0 | 0 | 0 | 0 | 0 | 0 | 0 | 0 | 0 | 87991 | 28157.12 | 28741.9 | 78 | 64
Edge Moor 3-4 | Wilmington | DE | RFC | 251.8 | 1398066 | 377825 | 2 | 0 | 2 | 0 | 0 | 0 | 0 | 0 | 0 | 0 | 0 | 67452 | 43169.28 | 27339.48 | 86 | 79
Edgecombe Genco | Rocky Mount | NC | SERC | 114.8 | 670679 | 0 | 2 | 0 | 0 | 2 | 0 | 0 | 2 | 0 | 0 | 0 | 0 | 2771 | 1939.7 | 1263.92 | 86 | 79
Edgewater | Sheboygan | WI | MRO | 833.7 | 4617948 | 3455141 | 3 | 1 | 0 | 2 | 1 | 1 | 0 | 0 | 0 | 0 | 0 | 29488 | 6487.36 | 11473.6 | 77 | 73
Edwardsport 7-8 | Edwardsport | IN | RFC | 109.2 | 265408 | 0 | 2 | 2 | 0 | 0 | 0 | 0 | 0 | 0 | 0 | 0 | 0 | 616 | 0 | 128.73 | 6 | 28
Elizabethtown ST | Elizabethtown | NC | SERC | 34.7 | 7306 | 0 | 1 | 1 | 0 | 0 | 0 | 0 | 0 | 0 | 0 | 0 | 0 | 4485 | 2915.25 | 2681.91 | 83 | 86
Elm Road Generating Station (Oak Creek) | Oak Creek | WI | RFC | 1402.6 | 0 | 7835248 | 2 | 0 | 0 | 2 | 0 | 2 | 0 | 0 | 0 | 0 | 0 | 8190 | 1228.5 | 1146.6 | 67 | 18
Elmer Smith | Owensboro | KY | SERC | 445.3 | 2048013 | 1955463 | 2 | 0 | 0 | 2 | 2 | 0 | 0 | 0 | 0 | 0 | 0 | 12559 | 1004.72 | 5062.82 | 52 | 57
Elrama |  | PA | RFC | 510 | 1141624 | 0 | 4 | 4 | 0 | 0 | 0 | 0 | 0 | 0 | 0 | 0 | 0 | 12356 | 1606.28 | 3445.12 | 56 | 52
Endicott Generating | Litchfield | MI | RFC | 55 | 341981 | 0 | 1 | 1 | 0 | 0 | 0 | 0 | 0 | 0 | 0 | 0 | 0 | 2189 | 87.56 | 1004.18 | 15 | 71
Erickson | Lansing | MI | RFC | 154.7 | 1088069 | 0 | 1 | 0 | 0 | 1 | 0 | 0 | 1 | 0 | 0 | 0 | 0 | 17377 | 6429.49 | 6049.05 | 79 | 54
Escalante |  | NM | WECC | 257 | 1742860 | 1301590 | 1 | 0 | 0 | 1 | 0 | 1 | 0 | 0 | 0 | 0 | 0 | 97 | 94.09 | 75.66 | 93 | 93
Escanaba | Escanaba | MI | MRO | 23 | 143719 | 0 | 2 | 2 | 0 | 0 | 0 | 0 | 0 | 0 | 0 | 0 | 0 | 13239 | 926.73 | 6398.5 | 31 | 75
F.B. Culley | Newburgh | IN | RFC | 368.9 | 2446801 | 1131432 | 2 | 0 | 0 | 2 | 0 | 1 | 0 | 1 | 0 | 0 | 0 | 973 | 48.65 | 214.06 | 32 | 29
Fair Station | Muscatine | IA | MRO | 62.5 | 306110 | 0 | 2 | 2 | 0 | 0 | 0 | 0 | 0 | 0 | 0 | 0 | 0 | 809 | 40.45 | 105.17 | 40 | 14
Fayette Power Project | La Grange | TX | TRE | 1690 | 11926683 | 10148497 | 3 | 0 | 0 | 3 | 0 | 3 | 0 | 0 | 0 | 0 | 0 | 303 | 51.51 | 87.58 | 11 | 39
Fisk Street | Chicago | IL | RFC | 374 | 1855527 | 0 | 1 | 1 | 0 | 0 | 0 | 0 | 0 | 0 | 0 | 0 | 0 | 320433 | 233916.09 | 147903.56 | 80 | 77
Flint Creek | Gentry | AR | SPP | 558 | 3603296 | 2041334 | 1 | 0 | 0 | 1 | 0 | 1 | 0 | 0 | 0 | 0 | 0 | 5586 | 949.62 | 2396.39 | 50 | 51
Fort Martin | Maidsville | WV | RFC | 1152 | 6798071 | 6806129 | 2 | 0 | 0 | 2 | 0 | 2 | 0 | 0 | 0 | 0 | 0 | 5589 | 447.12 | 2107.1 | 69 | 47
Four Corners | Farmington | NM | WECC | 2269.6 | 14683708 | 6873285 | 5 | 3 | 0 | 2 | 0 | 2 | 0 | 0 | 0 | 0 | 0 | 247 | 247 | 174.66 | 98 | 89
Frank E Ratts | Petersburg | IN | RFC | 233.2 | 1710040 | 0 | 2 | 2 | 0 | 0 | 0 | 0 | 0 | 0 | 0 | 0 | 0 | 3798 | 37.98 | 1486.25 | 11 | 64
FutureGen 2.0 (Meredosia) | Meredosia | IL | SERC | 354.3 | 1440656 | 0 | 3 | 3 | 0 | 0 | 0 | 0 | 0 | 0 | 0 | 0 | 0 | 1324 | 26.48 | 595.35 | 6 | 73
G.G. Allen | Belmont | NC | SERC | 1148.4 | 6456126 | 1391068 | 5 | 0 | 0 | 5 | 5 | 0 | 0 | 0 | 0 | 0 | 0 | 12917 | 4650.12 | 2835.36 | 58 | 22
Gadsden | Gadsden | AL | SERC | 138 | 599298 | 0 | 2 | 0 | 2 | 0 | 0 | 0 | 0 | 0 | 0 | 0 | 0 | 23058 | 12451.32 | 12696.75 | 77 | 78
Gallatin | Gallatin | TN | SERC | 1255.2 | 7867900 | 5430321 | 4 | 0 | 0 | 4 | 0 | 4 | 0 | 0 | 0 | 0 | 0 | 3891 | 194.55 | 622.4 | 26 | 14
Gen J M Gavin | Cheshire | OH | RFC | 2600 | 21102131 | 13955088 | 2 | 0 | 0 | 2 | 0 | 2 | 0 | 0 | 0 | 0 | 0 | 2039 | 40.78 | 896.16 | 17 | 74
Genoa | Genoa | WI | MRO | 345.6 | 2408801 | 912727 | 1 | 0 | 0 | 1 | 0 | 1 | 0 | 0 | 0 | 0 | 0 | 641 | 38.46 | 211.2 | 37 | 61
George Neal North | Salix | IA | MRO | 1080.3 | 6146350 | 1851675 | 3 | 2 | 0 | 1 | 0 | 1 | 0 | 0 | 0 | 0 | 0 | 117 | 4.68 | 16.24 | 34 | 15
George Neal South | Salix | IA | MRO | 695.9 | 4429840 | 2705553 | 1 | 0 | 0 | 1 | 0 | 1 | 0 | 0 | 0 | 0 | 0 | 321 | 6.42 | 44.94 | 17 | 15
Gerald Gentleman | Sutherland | NE | MRO | 1362.6 | 9830575 | 7783813 | 2 | 0 | 0 | 2 | 0 | 2 | 0 | 0 | 0 | 0 | 0 | 19 | 1.52 | 2.66 | 39 | 19
Ghent |  | KY | SERC | 2225.9 | 12505680 | 11777576 | 4 | 0 | 0 | 4 | 0 | 4 | 0 | 0 | 0 | 0 | 0 | 2928 | 175.68 | 1230.66 | 45 | 56
Gibbons Creek | Anderson | TX | TRE | 453.5 | 3630143 | 1658784 | 1 | 0 | 0 | 1 | 0 | 1 | 0 | 0 | 0 | 0 | 0 | 426 | 80.94 | 106.5 | 14 | 33
Gibson | Owensville | IN | RFC | 3339.5 | 21903413 | 16674871 | 5 | 0 | 0 | 5 | 0 | 5 | 0 | 0 | 0 | 0 | 0 | 4046 | 202.3 | 1762.2 | 31 | 67
Glen Lyn |  | VA | RFC | 337.5 | 1403049 | 0 | 2 | 2 | 0 | 0 | 0 | 0 | 0 | 0 | 0 | 0 | 0 | 1663 | 83.15 | 541.28 | 7 | 65
Gorgas | Jasper | AL | SERC | 1416.7 | 7796227 | 5494441 | 5 | 2 | 0 | 3 | 0 | 0 | 0 | 3 | 3 | 0 | 0 | 820 | 32.8 | 360.8 | 10 | 58
Grand River Energy Center (GRDA) | Chouteau | OK | SPP | 1134 | 7033867 | 2306516 | 2 | 1 | 0 | 1 | 1 | 0 | 0 | 0 | 0 | 0 | 0 | 2607 | 808.17 | 1064.7 | 58 | 58
Grant Town Cogen | Grant Town | WV | RFC | 95.7 | 630976 | 672244 | 1 | 0 | 0 | 1 | 0 | 0 | 0 | 1 | 0 | 0 | 1 | 3352 | 167.6 | 1069.44 | 52 | 30
Green River | Central City | KY | SERC | 188.6 | 962135 | 0 | 2 | 2 | 0 | 0 | 0 | 0 | 0 | 0 | 0 | 0 | 0 | 516 | 5.16 | 247.68 | 13 | 63
Greene County | Demopolis | AL | SERC | 568.4 | 3351893 | 1152791 | 2 | 0 | 2 | 0 | 0 | 0 | 0 | 0 | 0 | 0 | 0 | 427 | 315.98 | 296.8 | 86 | 91
Greenidge | Penn Yan | NY | NPCC | 162.5 | 708386 | 0 | 2 | 1 | 1 | 0 | 0 | 0 | 0 | 0 | 0 | 0 | 0 | 1289 | 116.01 | 396.8 | 23 | 53
H. Wilson Sundt Generating Station | Tucson | AZ | WECC | 173.3 | 808153 | 511051 | 1 | 0 | 1 | 0 | 0 | 0 | 0 | 0 | 0 | 0 | 0 | 60365 | 48895.65 | 37025.73 | 84 | 80
H.B. Robinson Coal | Hartsville | SC | SERC | 206.6 | 1018527 | 0 | 1 | 1 | 0 | 0 | 0 | 0 | 0 | 0 | 0 | 0 | 0 | 5244 | 734.16 | 1918.45 | 22 | 45
H.F. Lee Energy Complex | Goldsboro | NC | SERC | 402.4 | 1582557 | 0 | 3 | 3 | 0 | 0 | 0 | 0 | 0 | 0 | 0 | 0 | 0 | 6033 | 1628.91 | 2100.84 | 47 | 57
H.L. Spurlock | Maysville | KY | SERC | 1608.5 | 6982540 | 8560988 | 4 | 0 | 0 | 4 | 0 | 4 | 0 | 0 | 0 | 0 | 0 | 2299 | 91.96 | 1022.85 | 32 | 59
Hamilton, OH | Hamilton | OH | RFC | 85.6 | 321217 | 0 | 3 | 3 | 0 | 0 | 0 | 0 | 0 | 0 | 0 | 0 | 0 | 67386 | 10781.76 | 29521.8 | 64 | 70
Hammond | Rome | GA | SERC | 953 | 4027360 | 967826 | 4 | 0 | 0 | 4 | 0 | 0 | 0 | 4 | 4 | 2 | 0 | 1996 | 339.32 | 1016.43 | 22 | 70
Harbor Beach | Harbor Beach | MI | RFC | 121 | 240244 | 0 | 1 | 1 | 0 | 0 | 0 | 0 | 0 | 0 | 0 | 0 | 0 | 2316 | 138.96 | 1048.34 | 30 | 71
Hardin Generator Project | Hardin | MT | WECC | 115.7 | 610938 | 0 | 1 | 0 | 0 | 1 | 0 | 0 | 1 | 0 | 0 | 0 | 0 | 4000 | 2160 | 1728.76 | 95 | 71
Harding Street | Indianapolis | IN | RFC | 663 | 3378410 | 1736046 | 3 | 0 | 3 | 0 | 0 | 0 | 0 | 0 | 0 | 0 | 0 | 39113 | 9778.25 | 20533.79 | 76 | 79
Harllee Branch | Eatonton | GA | SERC | 1746.2 | 10153021 | 0 | 4 | 4 | 0 | 0 | 0 | 0 | 0 | 0 | 0 | 0 | 0 | 5449 | 1416.74 | 1743.04 | 33 | 41
Harrington | Amarillo | TX | SPP | 1080 | 7733184 | 5022762 | 3 | 0 | 0 | 3 | 0 | 3 | 0 | 0 | 0 | 0 | 0 | 658 | 92.12 | 118.44 | 8 | 23
Harrison | Haywood | WV | RFC | 2052 | 13278534 | 12890172 | 3 | 0 | 0 | 3 | 0 | 0 | 0 | 3 | 0 | 0 | 0 | 6284 | 188.52 | 2512 | 43 | 52
Hatfield's Ferry | Carmichaels | PA | RFC | 1728 | 11094481 | 0 | 3 | 3 | 0 | 0 | 0 | 0 | 0 | 0 | 0 | 0 | 0 | 7214 | 865.68 | 3074.93 | 54 | 76
Havana 6 | Havana | IL | SERC | 488 | 2690223 | 2353449 | 1 | 0 | 0 | 1 | 0 | 1 | 0 | 0 | 0 | 0 | 0 | 3787 | 113.61 | 1609.52 | 9 | 72
Haverhill Cogeneration Facility | Franklin Furnace | OH | RFC | 67 | 0 | 0 | 1 | 0 | 1 | 0 | 0 | 0 | 0 | 0 | 0 | 0 | 0 | 5240 | 419.2 | 1943.34 | 46 | 67
Hawaiian Coml & Sugar Steam |  | HI | HI | 46.1 | 189657 | 0 | 3 | 3 | 0 | 0 | 0 | 0 | 0 | 0 | 0 | 0 | 0 | 29055 | 26440.05 | 8584.83 | 73 | 66
Hawthorn | Kansas City | MO | SPP | 594.3 | 3501092 | 2604274 | 1 | 0 | 0 | 1 | 0 | 1 | 0 | 0 | 0 | 0 | 0 | 26153 | 12030.38 | 17340.94 | 87 | 92
Hayden | Hayden | CO | WECC | 465.4 | 3422371 | 2411463 | 2 | 0 | 0 | 2 | 0 | 2 | 0 | 0 | 0 | 0 | 0 | 154 | 4.62 | 32.34 | 2 | 40
Healy |  | AK | ASCC | 78 | 220575 | 192475 | 2 | 0 | 0 | 2 | 0 | 0 | 2 | 0 | 0 | 0 | 0 | 680 | 102 | 176.8 | 14 | 56
Henderson (MS) | Greenwood | MS | SERC | 32.6 | 16941 | 0 | 2 | 0 | 0 | 2 | 0 | 0 | 2 | 0 | 0 | 0 | 0 | 16027 | 11379.17 | 10051.2 | 78 | 79
Henderson 1 | Henderson | KY | SERC | 43.8 | 5823 | 0 | 2 | 2 | 0 | 0 | 0 | 0 | 0 | 0 | 0 | 0 | 0 | 26481 | 4766.58 | 11713.44 | 74 | 61
Henderson William L. Newman Station 2 Generation Plant |  | KY | SERC | 405 | 1500571 | 1778587 | 2 | 0 | 0 | 2 | 0 | 2 | 0 | 0 | 0 | 0 | 0 | 1079 | 140.27 | 409.26 | 64 | 47
Hennepin Power Station | Hennepin | IL | SERC | 306.3 | 1609505 | 1436468 | 2 | 0 | 0 | 2 | 0 | 2 | 0 | 0 | 0 | 0 | 0 | 2211 | 1304.49 | 1082.9 | 74 | 78
Herbert A Wagner | Pasadena | MD | RFC | 495 | 2070822 | 1161203 | 2 | 0 | 0 | 2 | 1 | 0 | 0 | 1 | 0 | 0 | 0 | 27165 | 3803.1 | 4042.8 | 21 | 41
Hibbing | Hibbing | MN | MRO | 35.9 | 174297 | 0 | 3 | 0 | 0 | 3 | 0 | 0 | 3 | 0 | 0 | 0 | 0 | 13494 | 944.58 | 6350.88 | 36 | 86
High Bridge | Saint Paul | MN | MRO | 276.8 | 58209 | 0 | 2 | 2 | 0 | 0 | 0 | 0 | 0 | 0 | 0 | 0 | 0 | 136380 | 55915.8 | 56058.24 | 88 | 81
Holcomb | Holcomb | KS | SPP | 348.7 | 2782707 | 1594502 | 1 | 0 | 0 | 1 | 0 | 1 | 0 | 0 | 0 | 0 | 0 | 0
Homer City | Homer City | PA | RFC | 2012 | 11307852 | 6628063 | 3 | 0 | 0 | 3 | 0 | 3 | 0 | 0 | 0 | 0 | 0 | 4577 | 137.31 | 1681.65 | 24 | 68
Hoot Lake | Fergus Falls | MN | MRO | 129.4 | 711394 | 0 | 2 | 0 | 0 | 2 | 2 | 0 | 0 | 0 | 0 | 0 | 0 | 13911 | 695.55 | 4410.45 | 29 | 69
Hopewell - Polyester | Hopewell | VA | SERC | 71.1 | 254077 | 306059 | 1 | 0 | 1 | 0 | 0 | 0 | 0 | 0 | 0 | 0 | 0 | 25660 | 12060.2 | 10083.2 | 68 | 75
Howard Down | Vineland | NJ | RFC | 25 | 40892 | 0 | 1 | 1 | 0 | 0 | 0 | 0 | 0 | 0 | 0 | 0 | 0 | 44472 | 27572.64 | 18306.12 | 71 | 80
Hudson 2 | Jersey City | NJ | RFC | 659.7 | 2199533 | 287786 | 1 | 0 | 0 | 1 | 1 | 0 | 0 | 0 | 0 | 0 | 0 | 331197 | 235149.87 | 114260.3 | 76 | 74
Hugo |  | OK | SPP | 446 | 3167057 | 2057675 | 1 | 0 | 0 | 1 | 0 | 1 | 0 | 0 | 0 | 0 | 0 | 462 | 106.26 | 221.28 | 36 | 68
Hunlock Power Station | Wilkes-Barre | PA | RFC | 49.9 | 253248 | 0 | 1 | 1 | 0 | 0 | 0 | 0 | 0 | 0 | 0 | 0 | 0 | 6278 | 878.92 | 2187.41 | 60 | 77
Hunter | Castle Dale | UT | WECC | 1577.2 | 10246965 | 8161219 | 3 | 0 | 0 | 3 | 0 | 3 | 0 | 0 | 0 | 0 | 0 | 901 | 81.09 | 267.6 | 30 | 50
Huntington | Huntington | UT | WECC | 1037.3 | 7149164 | 5503890 | 2 | 0 | 0 | 2 | 0 | 2 | 0 | 0 | 0 | 0 | 0 | 56 | 1.68 | 14.04 | 6 | 42
Hutsonville | Hutsonville | IL | SERC | 150 | 957925 | 0 | 2 | 2 | 0 | 0 | 0 | 0 | 0 | 0 | 0 | 0 | 0 | 1007 | 60.42 | 257.14 | 16 | 45
Iatan | Weston | MO | SPP | 726 | 4238489 | 5058774 | 1 | 0 | 0 | 1 | 0 | 1 | 0 | 0 | 0 | 0 | 0 | 254 | 12.7 | 58.42 | 30 | 29
Iatan 2 | Weston | MO | SPP | 914 | 0 | 4703586 | 1 | 0 | 0 | 1 | 0 | 1 | 0 | 0 | 0 | 0 | 0 | 254 | 12.7 | 58.42 | 30 | 29
Independence | Newark | AR | SERC | 1800 | 11302501 | 7704239 | 2 | 0 | 0 | 2 | 0 | 2 | 0 | 0 | 0 | 0 | 0 | 1452 | 72.6 | 762.67 | 18 | 69
Indian River | Millsboro | DE | RFC | 785.5 | 3847831 | 477104 | 4 | 3 | 0 | 1 | 0 | 0 | 0 | 1 | 0 | 0 | 0 | 8631 | 2848.23 | 3397.6 | 53 | 76
Indiantown Cogeneration Facility | Indiantown | FL | FRCC | 395.4 | 2322759 | 645409 | 1 | 0 | 0 | 1 | 1 | 0 | 0 | 0 | 0 | 0 | 0 | 3342 | 2606.76 | 2072.04 | 80 | 85
Intermountain | Delta | UT | WECC | 1640 | 14449788 | 8403850 | 2 | 0 | 0 | 2 | 2 | 0 | 0 | 0 | 0 | 0 | 0 | 0
J. Sherman Cooper | Somerset | KY | SERC | 344 | 2084207 | 644656 | 2 | 0 | 0 | 2 | 0 | 0 | 0 | 2 | 0 | 0 | 0 | 6255 | 375.3 | 3858.88 | 43 | 84
J.B. Sims | Grand Haven | MI | RFC | 80 | 360021 | 0 | 1 | 0 | 0 | 1 | 0 | 0 | 1 | 0 | 0 | 0 | 0 | 23199 | 1391.94 | 6622.73 | 29 | 43
J.C. Weadock | Essexville | MI | RFC | 312.6 | 1782686 | 417705 | 2 | 2 | 0 | 0 | 0 | 0 | 0 | 0 | 0 | 0 | 0 | 11385 | 910.8 | 3784.2 | 38 | 52
J.E. Corette Plant | Billings | MT | WECC | 172.8 | 1024555 | 0 | 1 | 1 | 0 | 0 | 0 | 0 | 0 | 0 | 0 | 0 | 0 | 39248 | 7457.12 | 16470.08 | 84 | 70
J.H. Campbell | West Olive | MI | RFC | 1560.8 | 10079719 | 6469626 | 3 | 0 | 0 | 3 | 0 | 3 | 0 | 0 | 0 | 0 | 0 | 2486 | 198.88 | 371.55 | 35 | 18
J.K. Spruce | San Antonio | TX | TRE | 1444 | 4340078 | 5451054 | 2 | 0 | 0 | 2 | 0 | 2 | 0 | 0 | 0 | 0 | 0 | 3765 | 1995.45 | 2316.32 | 47 | 79
J.M. Stuart | Manchester | OH | RFC | 2440.8 | 14039388 | 11250364 | 4 | 0 | 0 | 4 | 4 | 0 | 0 | 0 | 0 | 0 | 0 | 3455 | 552.8 | 2139.62 | 64 | 87
J.R. Whiting | Erie | MI | RFC | 345.4 | 2211202 | 420469 | 3 | 3 | 0 | 0 | 0 | 0 | 0 | 0 | 0 | 0 | 0 | 3157 | 220.99 | 915.53 | 30 | 44
J.T. Deely | San Antonio | TX | TRE | 932 | 5253570 | 2427729 | 2 | 0 | 0 | 2 | 2 | 0 | 0 | 0 | 0 | 0 | 0 | 3765 | 1995.45 | 2316.32 | 47 | 79
Jack McDonough | Smyrna | GA | SERC | 598.4 | 3116156 | 0 | 2 | 2 | 0 | 0 | 0 | 0 | 0 | 0 | 0 | 0 | 0 | 54289 | 26601.61 | 13534.25 | 59 | 28
Jack Watson | Gulfport | MS | SERC | 877.2 | 5099802 | 680612 | 2 | 0 | 2 | 0 | 0 | 0 | 0 | 0 | 0 | 0 | 0 | 24026 | 8889.62 | 9520.61 | 50 | 40
James De Young | Holland | MI | RFC | 62.8 | 273875 | 0 | 3 | 1 | 2 | 0 | 0 | 0 | 0 | 0 | 0 | 0 | 0 | 61000 | 21960 | 22478.04 | 78 | 61
James E. Rogers Energy Complex (Cliffside) | Mooresboro | NC | SERC | 1740.5 | 4318076 | 3681968 | 6 | 4 | 0 | 2 | 2 | 0 | 0 | 0 | 0 | 0 | 0 | 2850 | 171 | 1193.22 | 10 | 57
James H. Miller Jr. | Adamsville | AL | SERC | 2822 | 21372796 | 18193039 | 4 | 0 | 0 | 4 | 0 | 4 | 0 | 0 | 0 | 0 | 0 | 1426 | 42.78 | 484.84 | 8 | 40
James River Genco | Hopewell | VA | SERC | 114.8 | 567904 | 0 | 2 | 0 | 0 | 2 | 2 | 0 | 0 | 0 | 0 | 0 | 0 | 22474 | 10338.04 | 8821.6 | 67 | 75
James River Power Station | Springfield | MO | SPP | 253 | 1711352 | 112798 | 5 | 0 | 2 | 3 | 3 | 0 | 0 | 0 | 0 | 0 | 0 | 25534 | 2298.06 | 7085.12 | 46 | 39
Jasper 2 | Jasper | IN | RFC | 14.5 | 55366 | 0 | 1 | 1 | 0 | 0 | 0 | 0 | 0 | 0 | 0 | 0 | 0 | 15083 | 1357.47 | 3485.28 | 43 | 33
Jefferies | Moncks Corner | SC | SERC | 345.6 | 1284268 | 0 | 2 | 2 | 0 | 0 | 0 | 0 | 0 | 0 | 0 | 0 | 0 | 3397 | 1460.71 | 1322.88 | 65 | 49
Jefferson Smurfit Madison County, IL | Alton | IL | SERC | 12.5 | 0 | 0 | 1 | 1 | 0 | 0 | 0 | 0 | 0 | 0 | 0 | 0 | 0 | 30318 | 7882.68 | 14378.4 | 49 | 77
Jefferson Smurfit Pickaway County, OH | Circleville | OH | RFC | 6.5 | 0 | 0 | 1 | 1 | 0 | 0 | 0 | 0 | 0 | 0 | 0 | 0 | 0 | 16552 | 993.12 | 6306.8 | 36 | 65
Jeffrey Energy Center | Saint Marys | KS | SPP | 2160 | 13383376 | 9850708 | 3 | 0 | 0 | 3 | 0 | 3 | 0 | 0 | 0 | 0 | 0 | 162 | 14.58 | 64.8 | 29 | 66
Jennison | Bainbridge | NY | NPCC | 500 | 0 | 0 | 1 | 1 | 0 | 0 | 0 | 0 | 0 | 0 | 0 | 0 | 0 | 2337 | 93.48 | 740.48 | 11 | 56
Jim Bridger | Point of Rocks | WY | WECC | 2441.9 | 15303400 | 11685771 | 4 | 0 | 0 | 4 | 0 | 3 | 0 | 1 | 0 | 0 | 0 | 0
John B Rich Memorial Power Station | Frackville | PA | RFC | 88.4 | 608505 | 0 | 1 | 0 | 0 | 1 | 0 | 0 | 1 | 0 | 0 | 0 | 0 | 17166 | 3433.2 | 6238.8 | 68 | 78
John E. Amos | Winfield | WV | RFC | 2932.6 | 16150263 | 14311262 | 3 | 0 | 0 | 3 | 0 | 3 | 0 | 0 | 0 | 0 | 0 | 9494 | 189.88 | 2343.75 | 34 | 18
John P Madgett | Alma | WI | MRO | 387 | 2620801 | 1786971 | 1 | 0 | 0 | 1 | 0 | 1 | 0 | 0 | 0 | 0 | 0 | 967 | 38.68 | 231.25 | 28 | 44
John Sevier | Rogersville | TN | SERC | 800 | 4841890 | 0 | 4 | 4 | 0 | 0 | 0 | 0 | 0 | 0 | 0 | 0 | 0 | 4936 | 394.88 | 2216.99 | 35 | 64
John Twitty Energy Center (Southwest Power) | Springfield | MO | SPP | 494 | 959969 | 2066224 | 2 | 0 | 0 | 2 | 0 | 2 | 0 | 0 | 0 | 0 | 0 | 24706 | 2717.66 | 7315.2 | 51 | 43
John W. Turk, Jr. UPC | Fulton | AR | SPP | 609 | 0 | 3748751 | 1 | 0 | 0 | 1 | 0 | 1 | 0 | 0 | 0 | 0 | 0 | 324 | 152.28 | 122.74 | 81 | 40
Johnsonville | New Johnsonville | TN | SERC | 1485.2 | 7402652 | 1440514 | 10 | 6 | 0 | 4 | 4 | 0 | 0 | 0 | 0 | 0 | 0 | 2330 | 69.9 | 651.28 | 17 | 32
Joliet 29 | Joliet | IL | RFC | 1320 | 5689835 | 1601067 | 2 | 0 | 2 | 0 | 0 | 0 | 0 | 0 | 0 | 0 | 0 | 43267 | 21633.5 | 15400.88 | 69 | 63
Joliet 9 ST | Joliet | IL | RFC | 360.4 | 1735751 | 206765 | 1 | 0 | 1 | 0 | 0 | 0 | 0 | 0 | 0 | 0 | 0 | 45078 | 24792.9 | 17241.6 | 72 | 68
Jones | Lubbock | TX | SPP | 495 | 1462733 | 1056906 | 2 | 0 | 0 | 2 | 0 | 2 | 0 | 0 | 0 | 0 | 0 | 2397 | 1318.35 | 623.58 | 49 | 51
Joppa Steam | Joppa | IL | SERC | 1099.8 | 8049398 | 3162666 | 6 | 0 | 0 | 6 | 0 | 6 | 0 | 0 | 0 | 0 | 0 | 1125 | 112.5 | 449.6 | 24 | 67
K.C. Coleman | Hawesville | KY | SERC | 602 | 2953464 | -6888 | 3 | 3 | 0 | 0 | 0 | 0 | 0 | 0 | 0 | 0 | 0 | 8656 | 259.68 | 3215.94 | 25 | 48
Kammer | Moundsville | WV | RFC | 712.5 | 3115279 | 0 | 3 | 3 | 0 | 0 | 0 | 0 | 0 | 0 | 0 | 0 | 0 | 3241 | 32.41 | 1130.5 | 28 | 37
Kanawha River | Glasgow | WV | RFC | 439.2 | 2468537 | 0 | 2 | 2 | 0 | 0 | 0 | 0 | 0 | 0 | 0 | 0 | 0 | 5294 | 952.92 | 2010.06 | 90 | 48
Kennecott Utah Copper | Magna | UT | WECC | 100 | 0 | 146008 | 3 | 3 | 0 | 0 | 0 | 0 | 0 | 0 | 0 | 0 | 0 | 31 | 3.41 | 12.4 | 36 | 68
Keystone | Shelocta | PA | RFC | 1872 | 14144351 | 10215156 | 2 | 0 | 0 | 2 | 0 | 2 | 0 | 0 | 0 | 0 | 0 | 1923 | 19.23 | 538.44 | 11 | 51
Killen Station | Manchester | OH | RFC | 660.6 | 3515909 | 3365401 | 1 | 0 | 0 | 1 | 1 | 0 | 0 | 0 | 0 | 0 | 0 | 370 | 18.5 | 192.4 | 33 | 78
Kincaid Generation LLC | Kincaid | IL | RFC | 1319 | 7455917 | 4284882 | 2 | 0 | 0 | 2 | 0 | 2 | 0 | 0 | 0 | 0 | 0 | 598 | 53.82 | 226.48 | 24 | 64
Kingston | Kingston | TN | SERC | 1700 | 10272684 | 5192644 | 9 | 0 | 0 | 9 | 0 | 7 | 0 | 2 | 0 | 0 | 0 | 11702 | 936.16 | 5279.88 | 36 | 63
Kraft ST | Port Wentworth | GA | SERC | 207.9 | 1012949 | 0 | 3 | 3 | 0 | 0 | 0 | 0 | 0 | 0 | 0 | 0 | 0 | 5434 | 2119.26 | 2012.79 | 49 | 52
Kyger Creek | Cheshire | OH | RFC | 1086.5 | 6845578 | 4934172 | 5 | 0 | 0 | 5 | 0 | 5 | 0 | 0 | 0 | 0 | 0 | 4168 | 125.04 | 1700.27 | 22 | 65
L.V. Sutton | Wilmington | NC | SERC | 671.6 | 2885041 | 0 | 3 | 3 | 0 | 0 | 0 | 0 | 0 | 0 | 0 | 0 | 0 | 3601 | 1872.52 | 1885.21 | 73 | 75
La Cygne | La Cygne | KS | SPP | 1578 | 9742106 | 8369775 | 2 | 0 | 0 | 2 | 0 | 2 | 0 | 0 | 0 | 0 | 0 | 347 | 13.88 | 135.33 | 10 | 64
Labadie | Labadie | MO | SERC | 2389.4 | 17409127 | 14792690 | 4 | 0 | 0 | 4 | 0 | 4 | 0 | 0 | 0 | 0 | 0 | 1428 | 14.28 | 355.25 | 9 | 33
Lake Road | Saint Joseph | MO | SPP | 150.5 | 636868 | 83128 | 4 | 0 | 0 | 4 | 0 | 0 | 4 | 0 | 0 | 0 | 0 | 18940 | 3409.2 | 8242.52 | 67 | 67
Lake Shore | Cleveland | OH | RFC | 256 | 1162460 | 0 | 1 | 1 | 0 | 0 | 0 | 0 | 0 | 0 | 0 | 0 | 0 | 75060 | 66052.8 | 49875 | 96 | 91
Lakeside | Springfield | IL | SERC | 75 | 312978 | 0 | 2 | 2 | 0 | 0 | 0 | 0 | 0 | 0 | 0 | 0 | 0 | 32932 | 11196.88 | 12877.69 | 57 | 69
Lamar Repowering | Lamar | CO | WECC | 43.5 | 0 | 0 | 2 | 2 | 0 | 0 | 0 | 0 | 0 | 0 | 0 | 0 | 0 | 8318 | 3327.2 | 4331.34 | 72 | 84
Lansing | Lansing | IA | MRO | 323.5 | 1771508 | 900858 | 3 | 2 | 0 | 1 | 0 | 1 | 0 | 0 | 0 | 0 | 0 | 347 | 13.88 | 73.7 | 30 | 34
Lansing Smith | Panama City | FL | SERC | 340 | 2365518 | 53914 | 2 | 2 | 0 | 0 | 0 | 0 | 0 | 0 | 0 | 0 | 0 | 2217 | 266.04 | 553.25 | 17 | 29
Laramie River Station | Wheatland | WY | WECC | 1710 | 12301203 | 10282950 | 3 | 0 | 0 | 3 | 0 | 3 | 0 | 0 | 0 | 0 | 0 | 56 | 3.36 | 28.56 | 19 | 90
Laskin Energy Center (Syl Laskin) | Hoyt Lakes | MN | MRO | 116 | 660440 | 0 | 2 | 0 | 2 | 0 | 0 | 0 | 0 | 0 | 0 | 0 | 0 | 2056 | 41.12 | 481.92 | 7 | 50
Lawrence | Lawrence | KS | SPP | 566 | 3781018 | 2461626 | 3 | 1 | 0 | 2 | 0 | 2 | 0 | 0 | 0 | 0 | 0 | 21846 | 3932.28 | 6680.19 | 55 | 50
Leland Olds | Stanton | ND | MRO | 656 | 4497145 | 3995322 | 2 | 0 | 0 | 2 | 0 | 2 | 0 | 0 | 0 | 0 | 0 | 44 | 1.76 | 8.8 | 29 | 37
Lewis & Clark | Sidney | MT | MRO | 50 | 331504 | 0 | 1 | 0 | 0 | 1 | 0 | 0 | 1 | 0 | 0 | 0 | 0 | 5468 | 328.08 | 1634.4 | 41 | 38
Limestone | Jewett | TX | TRE | 1849.8 | 13896060 | 9161347 | 2 | 0 | 0 | 2 | 0 | 2 | 0 | 0 | 0 | 0 | 0 | 163 | 8.15 | 62.79 | 1 | 53
Logan | Swedesboro | NJ | RFC | 242.3 | 1685182 | 542589 | 1 | 0 | 0 | 1 | 0 | 1 | 0 | 0 | 0 | 0 | 0 | 15117 | 5442.12 | 6383.35 | 52 | 81
Logansport | Logansport | IN | RFC | 43 | 158420 | 0 | 2 | 2 | 0 | 0 | 0 | 0 | 0 | 0 | 0 | 0 | 0 | 22537 | 6084.99 | 10604.09 | 78 | 75
Lon Wright | Fremont | NE | MRO | 130 | 555102 | 447106 | 3 | 0 | 0 | 3 | 0 | 3 | 0 | 0 | 0 | 0 | 0 | 25117 | 4018.72 | 8980.64 | 62 | 66
Longview Power | Maidsville | WV | RFC | 807.5 | 0 | 5283452 | 1 | 0 | 0 | 1 | 0 | 0 | 0 | 1 | 0 | 0 | 0 | 7769 | 1631.49 | 2971.8 | 92 | 47
Louisa | Muscatine | IA | MRO | 811.9 | 4919163 | 3371451 | 1 | 0 | 0 | 1 | 0 | 1 | 0 | 0 | 0 | 0 | 0 | 692 | 48.44 | 117.13 | 50 | 22
Lovett | Stony Point | NY | NPCC | 200.6 | 287361 | 0 | 1 | 1 | 0 | 0 | 0 | 0 | 0 | 0 | 0 | 0 | 0 | 23141 | 6016.66 | 3219.16 | 46 | 24
Lumberton ST | Lumberton | NC | SERC | 25 | 17272 | 0 | 1 | 0 | 1 | 0 | 0 | 0 | 0 | 0 | 0 | 0 | 0 | 16966 | 11027.9 | 10456.96 | 83 | 87
M.L. Hibbard | Duluth | MN | MRO | 72.8 | 61635 | 7468 | 2 | 0 | 2 | 0 | 0 | 0 | 0 | 0 | 0 | 0 | 0 | 31191 | 3119.1 | 14086.58 | 48 | 84
M.L. Kapp | Clinton | IA | MRO | 218.5 | 673409 | -6271 | 1 | 0 | 1 | 0 | 0 | 0 | 0 | 0 | 0 | 0 | 0 | 15826 | 1582.6 | 5810.11 | 61 | 70
Manitowoc | Manitowoc | WI | MRO | 127.4 | 490999 | 134405 | 4 | 1 | 0 | 3 | 0 | 0 | 3 | 0 | 0 | 0 | 0 | 29114 | 4075.96 | 10013.15 | 65 | 64
Marion | Marion | IL | SERC | 272 | 1513620 | 1651577 | 4 | 0 | 0 | 4 | 0 | 1 | 2 | 1 | 1 | 1 | 1 | 3052 | 244.16 | 665.25 | 21 | 44
Marshall |  | NC | SERC | 2119 | 12825077 | 9754372 | 4 | 0 | 0 | 4 | 0 | 0 | 0 | 4 | 0 | 0 | 0 | 6181 | 309.05 | 927.15 | 9 | 13
Marshall, MO | Marshall | MO | SPP | 22.5 | 93242 | 0 | 2 | 2 | 0 | 0 | 0 | 0 | 0 | 0 | 0 | 0 | 0 | 13426 | 3222.24 | 5655.24 | 75 | 71
Martin Drake Plant | Colorado Springs | CO | WECC | 257 | 1757109 | 1039675 | 3 | 1 | 0 | 2 | 0 | 2 | 0 | 0 | 0 | 0 | 0 | 80198 | 22455.44 | 31624.53 | 56 | 72
Martin Lake | Tatum | TX | TRE | 2379.6 | 17737379 | 11241246 | 3 | 0 | 0 | 3 | 0 | 3 | 0 | 0 | 0 | 0 | 0 | 490 | 191.1 | 156.8 | 34 | 43
Marysville |  | MI | RFC | 150 | 0 | 0 | 2 | 2 | 0 | 0 | 0 | 0 | 0 | 0 | 0 | 0 | 0 | 20004 | 2600.52 | 7373.9 | 51 | 60
Mayo | Roxboro | NC | SERC | 763.2 | 4079730 | 2009522 | 1 | 0 | 0 | 1 | 0 | 0 | 0 | 1 | 0 | 0 | 0 | 950 | 294.5 | 377.6 | 51 | 54
McIntosh | Rincon | GA | SERC | 177.6 | 677987 | 21332 | 1 | 0 | 0 | 1 | 0 | 0 | 0 | 1 | 1 | 1 | 0 | 976 | 136.64 | 252.2 | 16 | 30
McMeekin | Irmo | SC | SERC | 293.6 | 1789843 | 910074 | 2 | 0 | 2 | 0 | 0 | 0 | 0 | 0 | 0 | 0 | 0 | 23831 | 5481.13 | 5234.9 | 38 | 20
Mecklenburg Cogeneration Facility | Clarksville | VA | SERC | 139.8 | 527395 | 299716 | 2 | 0 | 0 | 2 | 0 | 0 | 0 | 2 | 2 | 0 | 0 | 2020 | 707 | 750.12 | 54 | 72
Menasha | Menasha | WI | RFC | 28 | 62883 | 0 | 3 | 3 | 0 | 0 | 0 | 0 | 0 | 0 | 0 | 0 | 0 | 47971 | 5276.81 | 13331.36 | 58 | 50
Meramec | Saint Louis | MO | SERC | 923 | 5810808 | 1661614 | 4 | 0 | 0 | 4 | 4 | 0 | 0 | 0 | 0 | 0 | 0 | 27280 | 1636.8 | 4901.04 | 33 | 21
Mercer | Trenton | NJ | RFC | 652.8 | 2164918 | 1866 | 2 | 0 | 0 | 2 | 2 | 0 | 0 | 0 | 0 | 0 | 0 | 83619 | 48499.02 | 30061.02 | 68 | 76
Merom Generating Station | Sullivan | IN | RFC | 1080 | 6502952 | 6075511 | 2 | 0 | 0 | 2 | 0 | 2 | 0 | 0 | 0 | 0 | 0 | 471 | 14.13 | 131.88 | 19 | 41
Merrimack | Bow | NH | NPCC | 459.2 | 2852966 | 359890 | 2 | 0 | 0 | 2 | 0 | 0 | 0 | 2 | 2 | 1 | 0 | 11270 | 676.2 | 2126.29 | 54 | 48
Miami Fort | North Bend | OH | RFC | 1378 | 7443582 | 6764482 | 4 | 2 | 0 | 2 | 0 | 2 | 0 | 0 | 0 | 0 | 0 | 3579 | 143.16 | 926.64 | 29 | 42
Michigan City | Michigan City | IN | RFC | 540 | 2383329 | 1701530 | 1 | 0 | 0 | 1 | 0 | 1 | 0 | 0 | 0 | 0 | 0 | 28087 | 10111.32 | 11532.66 | 84 | 71
Mill Creek | Louisville | KY | SERC | 1717.2 | 10416132 | 7930426 | 4 | 0 | 0 | 4 | 0 | 4 | 0 | 0 | 0 | 0 | 0 | 8936 | 714.88 | 3209.76 | 52 | 43
Milton R. Young | Center | ND | MRO | 734 | 5412978 | 4360782 | 2 | 0 | 0 | 2 | 0 | 2 | 0 | 0 | 0 | 0 | 0 | 31 | 2.48 | 6.3 | 55 | 39
Milwaukee County Cogen | Wauwatosa | WI | RFC | 11 | 32356 | 0 | 1 | 1 | 0 | 0 | 0 | 0 | 0 | 0 | 0 | 0 | 0 | 130419 | 31300.56 | 35957.04 | 79 | 52
Missouri City |  | MO | SPP | 46 | 48554 | 0 | 2 | 2 | 0 | 0 | 0 | 0 | 0 | 0 | 0 | 0 | 0 | 776 | 54.32 | 193 | 35 | 35
Mitchell (GA) | Albany | GA | SERC | 163.2 | 522039 | -387 | 1 | 1 | 0 | 0 | 0 | 0 | 0 | 0 | 0 | 0 | 0 | 2912 | 1310.4 | 1247.43 | 55 | 58
Mitchell (WV) | Moundsville | WV | RFC | 1632.6 | 10638648 | 7683746 | 2 | 0 | 0 | 2 | 0 | 0 | 0 | 2 | 0 | 0 | 0 | 2224 | 22.24 | 753.1 | 22 | 35
Mitchell Power Station 3 | New Eagle | PA | RFC | 299.2 | 1515079 | 0 | 1 | 1 | 0 | 0 | 0 | 0 | 0 | 0 | 0 | 0 | 0 | 11067 | 664.02 | 3290.4 | 35 | 56
Mobile Energy Services Company | Prichard | AL | SERC | 96.7 | 321152 | 391430 | 2 | 1 | 1 | 0 | 0 | 0 | 0 | 0 | 0 | 0 | 0 | 34074 | 29644.38 | 22544.64 | 91 | 92
Mohave | Laughlin | NV | WECC | 1636.2 | -4309 | 0 | 2 | 2 | 0 | 0 | 0 | 0 | 0 | 0 | 0 | 0 | 0 | 18847 | 5088.69 | 9199.75 | 21 | 73
Monroe | Monroe | MI | RFC | 3279.6 | 19548538 | 14024679 | 4 | 0 | 0 | 4 | 0 | 4 | 0 | 0 | 0 | 0 | 0 | 9522 | 1999.62 | 3952.99 | 66 | 66
Monticello ST | Mount Pleasant | TX | TRE | 1980 | 14912697 | 7527985 | 3 | 0 | 0 | 3 | 0 | 3 | 0 | 0 | 0 | 0 | 0 | 1699 | 730.57 | 838.5 | 38 | 67
Montour | Danville | PA | RFC | 1775.1 | 9079834 | 4378008 | 3 | 0 | 0 | 3 | 0 | 2 | 1 | 0 | 0 | 0 | 0 | 1884 | 37.68 | 573.81 | 13 | 57
Montrose | Clinton | MO | SPP | 564 | 3302554 | 727915 | 3 | 1 | 0 | 2 | 2 | 0 | 0 | 0 | 0 | 0 | 0 | 84 | 5.04 | 30.24 | 33 | 54
Morgantown | Newburg | MD | RFC | 1252 | 6892224 | 4748077 | 2 | 0 | 0 | 2 | 0 | 0 | 0 | 2 | 0 | 0 | 0 | 1495 | 373.75 | 311.22 | 35 | 54
Morgantown Energy Facility | Morgantown | WV | RFC | 68.9 | 411413 | 0 | 1 | 0 | 0 | 1 | 0 | 0 | 1 | 0 | 0 | 0 | 0 | 57695 | 8654.25 | 24985.1 | 86 | 72
Mount Carmel Cogeneration |  | PA | RFC | 47.3 | 276015 | 0 | 1 | 0 | 0 | 1 | 0 | 0 | 1 | 0 | 0 | 0 | 0 | 12731 | 381.93 | 5003.2 | 22 | 73
Mount Poso Cogeneration | Bakersfield | CA | WECC | 62 | 410087 | 0 | 1 | 0 | 1 | 0 | 0 | 0 | 0 | 0 | 0 | 0 | 0 | 10 | 1.1 | 2.52 | 2 | 42
Mount Storm | Mount Storm | WV | RFC | 1662.4 | 10284336 | 9026237 | 3 | 0 | 0 | 3 | 0 | 0 | 0 | 3 | 0 | 0 | 0 | 203 | 0 | 87.29 | 17 | 61
Mount Tom | Holyoke | MA | NPCC | 136 | 1049216 | 0 | 1 | 1 | 0 | 0 | 0 | 0 | 0 | 0 | 0 | 0 | 0 | 16130 | 2258.2 | 4103.1 | 46 | 69
Mountaineer | New Haven | WV | RFC | 1300 | 9818558 | 7809399 | 1 | 0 | 0 | 1 | 0 | 1 | 0 | 0 | 0 | 0 | 0 | 4529 | 90.58 | 1843.77 | 29 | 55
Muscatine | Muscatine | IA | MRO | 293.5 | 1393863 | 874755 | 4 | 0 | 0 | 4 | 0 | 2 | 1 | 1 | 1 | 1 | 0 | 11995 | 2638.9 | 4553.25 | 83 | 74
Muskingum River | Beverly | OH | RFC | 1529.4 | 9127024 | 0 | 5 | 5 | 0 | 0 | 0 | 0 | 0 | 0 | 0 | 0 | 0 | 1025 | 41 | 327.03 | 26 | 54
Muskogee | Muskogee | OK | SPP | 1716 | 9864142 | 6273999 | 3 | 0 | 0 | 3 | 2 | 1 | 0 | 0 | 0 | 0 | 0 | 7521 | 2632.35 | 2198.83 | 66 | 36
Naughton | Kemmerer | WY | WECC | 832 | 5113629 | 4871839 | 3 | 0 | 0 | 3 | 1 | 2 | 0 | 0 | 0 | 0 | 0 | 390 | 39 | 58.2 | 41 | 20
Navajo | Page | AZ | WECC | 2409.3 | 17522979 | 12058583 | 3 | 0 | 0 | 3 | 3 | 0 | 0 | 0 | 0 | 0 | 0 | 7 | 6.23 | 4.62 | 90 | 83
Nearman Creek | Kansas City | KS | SPP | 261 | 1520661 | 591856 | 1 | 0 | 0 | 1 | 0 | 1 | 0 | 0 | 0 | 0 | 0 | 26788 | 12322.48 | 9951.06 | 86 | 62
Nebraska City | Nebraska City | NE | MRO | 1389.6 | 4982025 | 9086201 | 2 | 0 | 0 | 2 | 0 | 2 | 0 | 0 | 0 | 0 | 0 | 88 | 6.16 | 26.97 | 35 | 55
Neil Simpson | Gillette | WY | WECC | 21.7 | 139837 | 0 | 1 | 1 | 0 | 0 | 0 | 0 | 0 | 0 | 0 | 0 | 0 | 3162 | 600.78 | 474 | 71 | 19
Neil Simpson II | Gillette | WY | WECC | 90 | 690576 | 0 | 1 | 0 | 0 | 1 | 0 | 0 | 1 | 0 | 0 | 0 | 0 | 2960 | 532.8 | 414.12 | 70 | 18
Nelson Dewey | Cassville | WI | MRO | 227.2 | 1183549 | 0 | 2 | 2 | 0 | 0 | 0 | 0 | 0 | 0 | 0 | 0 | 0 | 1136 | 22.72 | 385.22 | 9 | 63
New Castle | New Castle | PA | RFC | 348 | 1260667 | 834851 | 3 | 0 | 3 | 0 | 0 | 0 | 0 | 0 | 0 | 0 | 0 | 5869 | 117.38 | 2193.36 | 19 | 70
New Madrid | New Madrid | MO | SERC | 1300 | 7518888 | 6760837 | 2 | 0 | 0 | 2 | 0 | 2 | 0 | 0 | 0 | 0 | 0 | 483 | 140.07 | 306.9 | 79 | 91
New Ulm | New Ulm | MN | MRO | 21 | 2588 | 4301 | 2 | 0 | 2 | 0 | 0 | 0 | 0 | 0 | 0 | 0 | 0 | 13794 | 413.82 | 3477.87 | 18 | 57
Newton | Newton | IL | SERC | 1234.8 | 8500967 | 3330258 | 2 | 1 | 0 | 1 | 0 | 1 | 0 | 0 | 0 | 0 | 0 | 334 | 0 | 80.16 | 1 | 42
Niagara Biomass | Niagara Falls | NY | NPCC | 56 | 291901 | 0 | 1 | 1 | 0 | 0 | 0 | 0 | 0 | 0 | 0 | 0 | 0 | 51977 | 13514.02 | 23747.96 | 45 | 74
Niles | Niles | OH | RFC | 265.6 | 881336 | 0 | 2 | 2 | 0 | 0 | 0 | 0 | 0 | 0 | 0 | 0 | 0 | 38172 | 2672.04 | 14300.16 | 41 | 61
North Branch | Bayard | WV | SERC | 80 | 552185 | 0 | 1 | 1 | 0 | 0 | 0 | 0 | 0 | 0 | 0 | 0 | 0 | 670 | 6.7 | 294.36 | 25 | 63
North Omaha | Omaha | NE | MRO | 644.7 | 3534897 | 2049392 | 5 | 0 | 0 | 5 | 5 | 0 | 0 | 0 | 0 | 0 | 0 | 39800 | 24278 | 22670.46 | 92 | 87
North Valmy Station | Valmy | NV | WECC | 567 | 3540943 | 970557 | 2 | 0 | 0 | 2 | 2 | 0 | 0 | 0 | 0 | 0 | 0 | 0
Northampton | Northampton | PA | RFC | 134.1 | 922218 | 0 | 1 | 0 | 0 | 1 | 0 | 0 | 1 | 0 | 0 | 0 | 0 | 35601 | 3916.11 | 8172.13 | 52 | 41
Northeastern | Oologah | OK | SPP | 946 | 6027488 | 2331788 | 2 | 1 | 0 | 1 | 1 | 0 | 0 | 0 | 0 | 0 | 0 | 2892 | 607.32 | 807.52 | 30 | 31
Northeastern Power Cogeneration Facility | McAdoo | PA | RFC | 59 | 400353 | 0 | 1 | 0 | 0 | 1 | 0 | 0 | 1 | 0 | 0 | 0 | 0 | 5329 | 373.03 | 2001.84 | 41 | 69
Northside Generating | Jacksonville | FL | FRCC | 595 | 3671912 | 3436838 | 2 | 0 | 0 | 2 | 0 | 1 | 0 | 1 | 0 | 0 | 0 | 3054 | 855.12 | 487.84 | 39 | 13
Nucla |  | CO | WECC | 113.8 | 692779 | 222726 | 4 | 0 | 0 | 4 | 4 | 0 | 0 | 0 | 0 | 0 | 0 | 618 | 74.16 | 233.7 | 22 | 67
O.H. Hutchings | Miamisburg | OH | RFC | 414 | 374308 | 0 | 6 | 6 | 0 | 0 | 0 | 0 | 0 | 0 | 0 | 0 | 0 | 28971 | 1738.26 | 9158.72 | 37 | 52
Oak Grove Project | Franklin | TX | TRE | 1795.4 | 0 | 12151770 | 2 | 0 | 0 | 2 | 0 | 2 | 0 | 0 | 0 | 0 | 0 | 168 | 21.84 | 35.28 | 7 | 28
Oklaunion |  | TX | TRE | 720 | 4141014 | 2491265 | 1 | 0 | 0 | 1 | 0 | 1 | 0 | 0 | 0 | 0 | 0 | 49 | 7.35 | 15.51 | 10 | 44
Orrville | Orrville | OH | RFC | 72 | 362938 | 0 | 3 | 0 | 0 | 3 | 2 | 0 | 1 | 0 | 0 | 0 | 0 | 10771 | 753.97 | 3834.72 | 42 | 59
Osage ST |  | WY | WECC | 34.5 | 221326 | 0 | 3 | 3 | 0 | 0 | 0 | 0 | 0 | 0 | 0 | 0 | 0 | 264 | 13.2 | 41.22 | 16 | 26
Ottumwa | Ottumwa | IA | MRO | 725.9 | 4206580 | 3708987 | 1 | 0 | 0 | 1 | 0 | 1 | 0 | 0 | 0 | 0 | 0 | 348 | 0 | 69.2 | 6 | 29
Painesville | Painesville | OH | RFC | 53.5 | 232150 | 0 | 4 | 0 | 0 | 4 | 0 | 0 | 4 | 0 | 0 | 0 | 0 | 41546 | 9971.04 | 13769.32 | 74 | 55
Panther Creek | Nesquehoning | PA | RFC | 94 | 656250 | 0 | 1 | 0 | 0 | 1 | 0 | 0 | 1 | 0 | 0 | 0 | 0 | 9095 | 818.55 | 3956.48 | 46 | 77
Paradise | Drakesboro | KY | SERC | 2558.2 | 15327018 | 9935248 | 3 | 0 | 0 | 3 | 2 | 1 | 0 | 0 | 0 | 0 | 0 | 65 | 0.65 | 26 | 16 | 51
Pawnee | Brush | CO | WECC | 552.3 | 3526673 | 2705324 | 1 | 0 | 0 | 1 | 0 | 1 | 0 | 0 | 0 | 0 | 0 | 617 | 191.27 | 185.6 | 60 | 59
Pearl Station |  | IL | SERC | 22 | 147240 | 0 | 1 | 1 | 0 | 0 | 0 | 0 | 0 | 0 | 0 | 0 | 0 | 257 | 7.71 | 102.4 | 9 | 67
Pella | Pella | IA | MRO | 38 | 65607 | 0 | 2 | 2 | 0 | 0 | 0 | 0 | 0 | 0 | 0 | 0 | 0 | 11375 | 682.5 | 2198.24 | 47 | 33
Perry K | Indianapolis | IN | RFC | 23.4 | 1032 | 0 | 4 | 0 | 4 | 0 | 0 | 0 | 0 | 0 | 0 | 0 | 0 | 88711 | 36371.51 | 52861.41 | 85 | 87
Peru, IN | Peru | IN | RFC | 34.5 | 54739 | 0 | 2 | 2 | 0 | 0 | 0 | 0 | 0 | 0 | 0 | 0 | 0 | 13325 | 1732.25 | 6064.41 | 54 | 73
Petersburg | Petersburg | IN | RFC | 2146.7 | 11688504 | 9230244 | 4 | 0 | 0 | 4 | 0 | 4 | 0 | 0 | 0 | 0 | 0 | 2674 | 26.74 | 1001.52 | 10 | 60
Philip Sporn | New Haven | WV | RFC | 1105.5 | 4940454 | 0 | 5 | 5 | 0 | 0 | 0 | 0 | 0 | 0 | 0 | 0 | 0 | 3402 | 68.04 | 1285.54 | 29 | 47
Picway |  | OH | RFC | 106.2 | 329338 | 0 | 1 | 1 | 0 | 0 | 0 | 0 | 0 | 0 | 0 | 0 | 0 | 5478 | 547.8 | 844.48 | 51 | 21
Piney Creek Project | Clarion | PA | RFC | 36.2 | 267012 | 0 | 1 | 1 | 0 | 0 | 0 | 0 | 0 | 0 | 0 | 0 | 0 | 897 | 35.88 | 275.2 | 27 | 59
Pirkey | Hallsville | TX | SPP | 721 | 4693686 | 5087735 | 1 | 0 | 0 | 1 | 0 | 1 | 0 | 0 | 0 | 0 | 0 | 332 | 129.48 | 139.44 | 34 | 57
Plant Crisp |  | GA | SERC | 12.5 | 683 | 0 | 1 | 0 | 0 | 1 | 0 | 0 | 1 | 0 | 0 | 0 | 0 | 1565 | 359.95 | 640.08 | 29 | 56
Platte | Grand Island | NE | MRO | 109.8 | 664130 | 0 | 1 | 0 | 0 | 1 | 0 | 0 | 1 | 0 | 0 | 0 | 0 | 1967 | 236.04 | 583.73 | 54 | 55
Pleasant Prairie | Pleasant Prairie | WI | RFC | 1233.2 | 7678486 | 6084250 | 2 | 0 | 0 | 2 | 0 | 2 | 0 | 0 | 0 | 0 | 0 | 28520 | 4848.4 | 6207.52 | 71 | 38
Pleasants | Willow Island | WV | RFC | 1368 | 8379184 | 6893024 | 2 | 0 | 0 | 2 | 0 | 0 | 0 | 2 | 0 | 0 | 0 | 1985 | 99.25 | 812.7 | 52 | 61
Plum Point Energy | Osceola | AR | SERC | 720 | 0 | 4605320 | 1 | 0 | 0 | 1 | 0 | 1 | 0 | 0 | 0 | 0 | 0 | 2024 | 1356.08 | 1223.26 | 89 | 82
Polk IGCC | Mulberry | FL | FRCC | 326.3 | 0 | 1484736 | 2 | 0 | 0 | 2 | 0 | 0 | 2 | 0 | 0 | 0 | 0 | 21 | 8.19 | 10.6 | 51 | 75
Portland | Mount Bethel | PA | RFC | 427 | 2154269 | -4259 | 2 | 2 | 0 | 0 | 0 | 0 | 0 | 0 | 0 | 0 | 0 | 4986 | 548.46 | 890.1 | 52 | 30
Portsmouth Genco Cogen LLC | Portsmouth | VA | SERC | 114.8 | 762352 | 0 | 2 | 2 | 0 | 0 | 0 | 0 | 0 | 0 | 0 | 0 | 0 | 52896 | 24332.16 | 14442.3 | 67 | 60
Potomac River | Alexandria | VA | RFC | 514 | 817205 | 0 | 5 | 5 | 0 | 0 | 0 | 0 | 0 | 0 | 0 | 0 | 0 | 153124 | 79624.48 | 39166.66 | 73 | 53
Powerton | Pekin | IL | RFC | 1785.6 | 9194144 | 4549252 | 2 | 0 | 0 | 2 | 0 | 2 | 0 | 0 | 0 | 0 | 0 | 15638 | 1251.04 | 5763.2 | 21 | 67
Prairie Creek | Cedar Rapids | IA | MRO | 236.4 | 329406 | 322113 | 4 | 1 | 0 | 3 | 3 | 0 | 0 | 0 | 0 | 0 | 0 | 34341 | 5837.97 | 13043.16 | 77 | 74
Prairie State Energy Campus | Marissa | IL | SERC | 1766 | 0 | 10619157 | 2 | 0 | 0 | 2 | 0 | 2 | 0 | 0 | 0 | 0 | 0 | 335 | 0 | 73.7 | 2 | 38
Presque Isle | Marquette | MI | RFC | 562.2 | 3380507 | 1824810 | 7 | 2 | 0 | 5 | 5 | 0 | 0 | 0 | 0 | 0 | 0 | 19199 | 1535.92 | 7111.77 | 36 | 67
Pulliam | Green Bay | WI | MRO | 350.2 | 2110983 | 338917 | 4 | 2 | 0 | 2 | 2 | 0 | 0 | 0 | 0 | 0 | 0 | 50650 | 16208 | 25252.14 | 84 | 85
Quindaro | Kansas City | KS | SPP | 239.1 | 1068674 | 80216 | 2 | 0 | 2 | 0 | 0 | 0 | 0 | 0 | 0 | 0 | 0 | 40664 | 30498 | 25179.21 | 95 | 89
R. Gallagher |  | IN | RFC | 600 | 2727876 | 324237 | 4 | 2 | 0 | 2 | 2 | 0 | 0 | 0 | 0 | 0 | 0 | 56006 | 36963.96 | 33703.11 | 92 | 86
R. Paul Smith Power Station | Williamsport | MD | RFC | 109.5 | 467989 | 0 | 2 | 2 | 0 | 0 | 0 | 0 | 0 | 0 | 0 | 0 | 0 | 12045 | 963.6 | 3203.01 | 13 | 65
R.A. Reid |  | KY | SERC | 96 | 109092 | 0 | 1 | 0 | 0 | 1 | 1 | 0 | 0 | 0 | 0 | 0 | 0 | 1088 | 130.56 | 412.68 | 63 | 47
R.D. Green |  | KY | SERC | 586 | 3633938 | 2736301 | 2 | 0 | 0 | 2 | 0 | 2 | 0 | 0 | 0 | 0 | 0 | 997 | 129.61 | 378.48 | 64 | 47
R.D. Morrow | Purvis | MS | SERC | 400 | 2545825 | 391732 | 2 | 0 | 0 | 2 | 0 | 0 | 0 | 2 | 1 | 0 | 0 | 2581 | 438.77 | 824 | 25 | 24
R.E. Burger | Shadyside | OH | RFC | 415.8 | 1431868 | 0 | 3 | 3 | 0 | 0 | 0 | 0 | 0 | 0 | 0 | 0 | 0 | 13964 | 418.92 | 5358 | 22 | 64
R.M. Schahfer | Wheatfield | IN | RFC | 1943.4 | 9864396 | 4417658 | 4 | 0 | 0 | 4 | 2 | 0 | 0 | 2 | 0 | 0 | 0 | 1944 | 116.64 | 635.46 | 34 | 54
R.M.Heskett Generating Station | Mandan | ND | MRO | 115 | 566697 | 0 | 2 | 0 | 0 | 2 | 0 | 0 | 2 | 0 | 0 | 0 | 0 | 13230 | 1323 | 2460.88 | 58 | 32
R.S. Nelson | Westlake | LA | SERC | 841.8 | 5446525 | 3826956 | 3 | 0 | 2 | 1 | 0 | 1 | 0 | 0 | 0 | 0 | 0 | 8311 | 1412.87 | 2803.98 | 29 | 42
Rapids Energy Center | Grand Rapids | MN | MRO | 26.5 | 104386 | 113753 | 2 | 0 | 0 | 2 | 0 | 0 | 2 | 0 | 0 | 0 | 0 | 11905 | 595.25 | 5113.35 | 25 | 83
Raton | Raton | NM | WECC | 7.5 | 0 | 0 | 1 | 1 | 0 | 0 | 0 | 0 | 0 | 0 | 0 | 0 | 0 | 6961 | 4106.99 | 3291.36 | 48 | 58
Rawhide | Wellington | CO | WECC | 293.6 | 2010467 | 2218430 | 1 | 0 | 0 | 1 | 0 | 1 | 0 | 0 | 0 | 0 | 0 | 130 | 27.3 | 39 | 43 | 56
Ray D Nixon | Fountain | CO | WECC | 207 | 1742884 | 1205749 | 1 | 0 | 0 | 1 | 0 | 1 | 0 | 0 | 0 | 0 | 0 | 3808 | 1332.8 | 1332.8 | 66 | 64
Red Hills | Ackerman | MS | SERC | 513.7 | 2649522 | 2899797 | 1 | 0 | 0 | 1 | 0 | 1 | 0 | 0 | 0 | 0 | 0 | 415 | 95.45 | 169.33 | 33 | 41
Reid Gardner | Moapa | NV | WECC | 636.8 | 3356556 | 318172 | 4 | 3 | 0 | 1 | 1 | 0 | 0 | 0 | 0 | 0 | 0 | 458 | 270.22 | 215.26 | 65 | 70
Richard Gorsuch | Marietta | OH | RFC | 200 | 1189409 | 0 | 4 | 4 | 0 | 0 | 0 | 0 | 0 | 0 | 0 | 0 | 0 | 8776 | 438.8 | 2880.24 | 34 | 53
Rio Bravo Jasmin | Bakersfield | CA | WECC | 38.2 | 297140 | 0 | 1 | 1 | 0 | 0 | 0 | 0 | 0 | 0 | 0 | 0 | 0 | 17 | 1.87 | 4.76 | 2 | 42
Rio Bravo Poso | Bakersfield | CA | WECC | 38.2 | 290628 | 0 | 1 | 1 | 0 | 0 | 0 | 0 | 0 | 0 | 0 | 0 | 0 | 1622 | 1021.86 | 389.4 | 50 | 77
River Rouge | River Rouge | MI | RFC | 650.6 | 3392823 | 1002983 | 2 | 1 | 0 | 1 | 1 | 0 | 0 | 0 | 0 | 0 | 0 | 53676 | 38109.96 | 35787.38 | 89 | 89
Riverbend | Mount Holly | NC | SERC | 466 | 1952919 | 0 | 4 | 4 | 0 | 0 | 0 | 0 | 0 | 0 | 0 | 0 | 0 | 10784 | 3127.36 | 1821.55 | 50 | 15
Riverside (IA) | Bettendorf | IA | MRO | 141 | 697987 | 0 | 2 | 1 | 1 | 0 | 0 | 0 | 0 | 0 | 0 | 0 | 0 | 41284 | 9908.16 | 12406.82 | 85 | 56
Riverside (MN) | Minneapolis | MN | MRO | 403.8 | 1573372 | 0 | 2 | 2 | 0 | 0 | 0 | 0 | 0 | 0 | 0 | 0 | 0 | 151632 | 71267.04 | 65681.88 | 91 | 83
Riverton |  | KS | SPP | 87.5 | 457952 | 0 | 2 | 2 | 0 | 0 | 0 | 0 | 0 | 0 | 0 | 0 | 0 | 2874 | 316.14 | 1111.89 | 39 | 64
Rivesville | Rivesville | WV | RFC | 109.7 | 76081 | 0 | 2 | 2 | 0 | 0 | 0 | 0 | 0 | 0 | 0 | 0 | 0 | 6792 | 339.6 | 2772.83 | 56 | 55
Roanoke Valley I (ROVA I) | Weldon | NC | SERC | 182.3 | 1297427 | 0 | 1 | 0 | 0 | 1 | 1 | 0 | 0 | 0 | 0 | 0 | 0 | 14050 | 6322.5 | 5811.54 | 67 | 57
Roanoke Valley II (ROVA II) | Weldon | NC | SERC | 57.8 | 343394 | 0 | 1 | 0 | 0 | 1 | 1 | 0 | 0 | 0 | 0 | 0 | 0 | 14050 | 6322.5 | 5811.54 | 67 | 57
Rochester 7 (Russell) | Rochester | NY | NPCC | 252.6 | 258029 | 0 | 4 | 4 | 0 | 0 | 0 | 0 | 0 | 0 | 0 | 0 | 0 | 41973 | 6295.95 | 12003.68 | 33 | 51
Rock River 1 and 2 | Beloit | WI | MRO | 150 | 2785 | 0 | 2 | 2 | 0 | 0 | 0 | 0 | 0 | 0 | 0 | 0 | 0 | 8287 | 1325.92 | 2885.4 | 70 | 66
Rockport | Rockport | IN | RFC | 2600 | 19900735 | 11557870 | 2 | 0 | 0 | 2 | 0 | 2 | 0 | 0 | 0 | 0 | 0 | 2061 | 61.83 | 924.6 | 19 | 72
Roxboro | Semora | NC | SERC | 2558.2 | 15272104 | 8312055 | 4 | 0 | 0 | 4 | 0 | 0 | 0 | 4 | 0 | 0 | 0 | 1342 | 402.6 | 494.69 | 51 | 48
Roxboro ST | Roxboro | NC | SERC | 67.5 | 185344 | 0 | 1 | 0 | 0 | 1 | 0 | 0 | 1 | 0 | 0 | 0 | 0 | 8122 | 3898.56 | 4927.86 | 70 | 86
Rumford Cogeneration | Rumford | ME | NPCC | 102.6 | 574517 | 540682 | 1 | 0 | 0 | 1 | 0 | 0 | 1 | 0 | 0 | 0 | 0 | 7160 | 429.6 | 3659.76 | 63 | 87
Rush Island | Festus | MO | SERC | 1242 | 8630782 | 6406193 | 2 | 0 | 0 | 2 | 0 | 2 | 0 | 0 | 0 | 0 | 0 | 337 | 6.74 | 53.76 | 12 | 17
Salem Harbor 1-3 | Salem | MA | NPCC | 329.6 | 1118545 | 0 | 3 | 3 | 0 | 0 | 0 | 0 | 0 | 0 | 0 | 0 | 0 | 103254 | 17553.18 | 25724.92 | 51 | 62
Samuel A Carlson (Jamestown) | Jamestown | NY | NPCC | 49 | 131687 | 0 | 2 | 2 | 0 | 0 | 0 | 0 | 0 | 0 | 0 | 0 | 0 | 38370 | 5755.5 | 18361.77 | 33 | 77
San Juan | Waterflow | NM | WECC | 1848 | 10671514 | 10277564 | 4 | 0 | 0 | 4 | 2 | 2 | 0 | 0 | 0 | 0 | 0 | 99 | 38.61 | 20.79 | 21 | 16
San Miguel |  | TX | TRE | 410 | 2706129 | 2351858 | 1 | 0 | 0 | 1 | 0 | 1 | 0 | 0 | 0 | 0 | 0 | 2 | 0.94 | 0.52 | 41 | 34
Sandow | Rockdale | TX | TRE | 590.6 | 3737483 | 3950477 | 1 | 0 | 0 | 1 | 0 | 1 | 0 | 0 | 0 | 0 | 0 | 62 | 18.6 | 26.66 | 25 | 58
Sandy Creek | Riesel | TX | TRE | 1008 | 0 | 4164199 | 1 | 0 | 0 | 1 | 0 | 1 | 0 | 0 | 0 | 0 | 0 | 1490 | 208.6 | 670.5 | 8 | 61
Scherer |  | GA | SERC | 3564 | 24348774 | 16240255 | 4 | 0 | 0 | 4 | 0 | 0 | 0 | 4 | 0 | 0 | 0 | 781 | 156.2 | 309.6 | 26 | 53
Schiller Coal | Portsmouth | NH | NPCC | 150 | 988462 | 376208 | 3 | 0 | 0 | 3 | 0 | 0 | 1 | 2 | 2 | 2 | 0 | 24761 | 1980.88 | 4842.8 | 66 | 50
Scholz | Sneads | FL | SERC | 98 | 294831 | 0 | 2 | 2 | 0 | 0 | 0 | 0 | 0 | 0 | 0 | 0 | 0 | 2981 | 1460.69 | 566.2 | 60 | 53
Scrubgrass | Kennerdell | PA | RFC | 94.7 | 677473 | 0 | 1 | 0 | 0 | 1 | 0 | 0 | 1 | 0 | 0 | 0 | 0 | 724 | 21.72 | 231.36 | 21 | 60
Seminole | Palatka | FL | FRCC | 1471.8 | 8946478 | 7575337 | 2 | 0 | 0 | 2 | 0 | 0 | 0 | 2 | 0 | 0 | 0 | 1324 | 119.16 | 291.28 | 12 | 24
Seward Waste Coal | New Florence | PA | RFC | 585 | 3781656 | 2797312 | 1 | 0 | 0 | 1 | 0 | 1 | 0 | 0 | 0 | 0 | 0 | 2738 | 82.14 | 985.68 | 19 | 66
Shady Point | Panama | OK | SPP | 350 | 2249967 | 1922597 | 2 | 0 | 0 | 2 | 0 | 2 | 0 | 0 | 0 | 0 | 0 | 2657 | 531.4 | 1338.24 | 26 | 72
Shawnee | West Paducah | KY | SERC | 1750 | 9700503 | 6617798 | 10 | 1 | 0 | 9 | 0 | 9 | 0 | 0 | 0 | 0 | 0 | 5333 | 586.63 | 2248.04 | 59 | 56
Shawville | Shawville | PA | RFC | 626 | 3466810 | 182098 | 4 | 0 | 4 | 0 | 0 | 0 | 0 | 0 | 0 | 0 | 0 | 926 | 9.26 | 373.51 | 11 | 74
Shelby Municipal Light | Shelby | OH | RFC | 37 | 82091 | 0 | 4 | 4 | 0 | 0 | 0 | 0 | 0 | 0 | 0 | 0 | 0 | 11061 | 221.22 | 3979.35 | 16 | 60
Sheldon | Hallam | NE | MRO | 228.7 | 1455139 | 515486 | 2 | 0 | 0 | 2 | 1 | 1 | 0 | 0 | 0 | 0 | 0 | 432 | 8.64 | 77.76 | 10 | 25
Sherburne County Plant (Sherco) | Becker | MN | MRO | 2469.3 | 14249392 | 11767030 | 3 | 0 | 0 | 3 | 2 | 1 | 0 | 0 | 0 | 0 | 0 | 5241 | 209.64 | 989.33 | 22 | 40
Shiras | Marquette | MI | RFC | 65 | 305009 | 0 | 2 | 0 | 0 | 2 | 0 | 0 | 2 | 0 | 0 | 0 | 0 | 23792 | 2617.12 | 8117.18 | 46 | 64
Sibley |  | MO | SPP | 524 | 2591341 | 1341892 | 3 | 0 | 0 | 3 | 3 | 0 | 0 | 0 | 0 | 0 | 0 | 2004 | 100.2 | 678.98 | 26 | 50
Sikeston | Sikeston | MO | SPP | 261 | 1860729 | 1534981 | 1 | 0 | 0 | 1 | 0 | 1 | 0 | 0 | 0 | 0 | 0 | 15041 | 4963.53 | 7154.98 | 82 | 75
Silver Lake | Rochester | MN | MRO | 99 | 194300 | 0 | 4 | 4 | 0 | 0 | 0 | 0 | 0 | 0 | 0 | 0 | 0 | 71088 | 15639.36 | 19983.03 | 72 | 60
Sioux |  | MO | SERC | 1099.4 | 5848633 | 4549155 | 2 | 0 | 0 | 2 | 0 | 2 | 0 | 0 | 0 | 0 | 0 | 2362 | 141.72 | 453.18 | 31 | 26
Sixth Street Station | Cedar Rapids | IA | MRO | 84.7 | 24693 | 0 | 6 | 6 | 0 | 0 | 0 | 0 | 0 | 0 | 0 | 0 | 0 | 78559 | 11783.85 | 23476.3 | 73 | 58
Somerset | Somerset | MA | NPCC | 212 | 591553 | 0 | 2 | 2 | 0 | 0 | 0 | 0 | 0 | 0 | 0 | 0 | 0 | 65461 | 9164.54 | 23050.8 | 47 | 76
Somerset ST | Barker | NY | NPCC | 655.1 | 5206459 | 627632 | 1 | 0 | 0 | 1 | 1 | 0 | 0 | 0 | 0 | 0 | 0 | 966 | 38.64 | 270.48 | 11 | 49
Sooner | Morrison | OK | SPP | 1138 | 7685081 | 4073448 | 2 | 0 | 0 | 2 | 0 | 2 | 0 | 0 | 0 | 0 | 0 | 254 | 134.62 | 111.76 | 85 | 61
South Oak Creek | Oak Creek | WI | RFC | 1240 | 5869469 | 3853795 | 4 | 0 | 0 | 4 | 0 | 4 | 0 | 0 | 0 | 0 | 0 | 8557 | 1197.98 | 1197.98 | 64 | 18
Southampton VA | Franklin | VA | SERC | 71.1 | 273016 | 296083 | 1 | 0 | 1 | 0 | 0 | 0 | 0 | 0 | 0 | 0 | 0 | 1126 | 461.66 | 326.54 | 61 | 58
Southport ST | Southport | NC | SERC | 135 | 366789 | 0 | 2 | 0 | 0 | 2 | 0 | 0 | 2 | 0 | 0 | 0 | 0 | 5024 | 653.12 | 1595.55 | 25 | 40
Spiritwood Energy Cogen Plant | Jamestown | ND | MRO | 106.2 | 0 | 228724 | 1 | 0 | 0 | 1 | 0 | 0 | 0 | 1 | 1 | 0 | 0 | 53 | 1.06 | 6.36 | 13 | 17
Springerville | Springerville | AZ | WECC | 1765.8 | 8865166 | 9129750 | 4 | 0 | 0 | 4 | 0 | 4 | 0 | 0 | 0 | 0 | 0 | 0
Spruance Genco | Richmond | VA | SERC | 229.6 | 1377212 | 134978 | 4 | 0 | 0 | 4 | 0 | 0 | 1 | 3 | 3 | 3 | 1 | 35581 | 25262.51 | 15525.84 | 88 | 80
St Clair | East China | MI | RFC | 1547 | 7680831 | 3678785 | 6 | 0 | 0 | 6 | 6 | 0 | 0 | 0 | 0 | 0 | 0 | 4435 | 221.75 | 1160.46 | 25 | 40
St Johns River Power | Jacksonville | FL | FRCC | 1358 | 8778994 | 4935419 | 2 | 0 | 0 | 2 | 2 | 0 | 0 | 0 | 0 | 0 | 0 | 5777 | 1790.87 | 921.44 | 42 | 13
St. Nicholas Cogeneration | Mahanoy City | PA | RFC | 99.2 | 667963 | 0 | 1 | 0 | 0 | 1 | 0 | 0 | 1 | 0 | 0 | 0 | 0 | 14567 | 3350.41 | 6428.16 | 71 | 86
Stanton Energy Center | Orlando | FL | FRCC | 929 | 5859591 | 4271130 | 2 | 0 | 0 | 2 | 0 | 0 | 0 | 2 | 0 | 0 | 0 | 19035 | 9898.2 | 3277.8 | 63 | 21
Stanton Station | Stanton | ND | MRO | 190.2 | 1455946 | 1073916 | 1 | 0 | 0 | 1 | 1 | 0 | 0 | 0 | 0 | 0 | 0 | 44 | 1.76 | 8.8 | 29 | 37
State Line Energy | Hammond | IN | RFC | 613.8 | 3667665 | 0 | 2 | 2 | 0 | 0 | 0 | 0 | 0 | 0 | 0 | 0 | 0 | 69927 | 58039.41 | 36972.8 | 96 | 79
Stockton Biomass (Port of Stockton District Energy Facility) | Stockton | CA | WECC | 54 | 267746 | 349636 | 1 | 0 | 1 | 0 | 0 | 0 | 0 | 0 | 0 | 0 | 0 | 92099 | 69995.24 | 47932.56 | 63 | 75
Stockton Cogeneration | Stockton | CA | WECC | 60 | 434262 | 0 | 1 | 1 | 0 | 0 | 0 | 0 | 0 | 0 | 0 | 0 | 0 | 74332 | 67642.12 | 45049.2 | 81 | 83
Streeter Station | Cedar Falls | IA | MRO | 51.5 | 48709 | 0 | 2 | 0 | 1 | 1 | 0 | 0 | 1 | 0 | 0 | 0 | 0 | 41623 | 3329.84 | 11485.5 | 56 | 58
Sunbury | Shamokin Dam | PA | RFC | 437.9 | 2306255 | 0 | 4 | 4 | 0 | 0 | 0 | 0 | 0 | 0 | 0 | 0 | 0 | 15636 | 1250.88 | 7116.27 | 45 | 80
Sunnyside Cogeneration | Sunnyside | UT | WECC | 58.1 | 414164 | 0 | 1 | 0 | 0 | 1 | 0 | 0 | 1 | 0 | 0 | 0 | 0 | 1597 | 383.28 | 846.41 | 69 | 85
Sutherland ST | Marshalltown | IA | MRO | 156.6 | 725991 | -4274 | 3 | 1 | 0 | 2 | 2 | 0 | 0 | 0 | 0 | 0 | 0 | 13487 | 5799.41 | 6238.31 | 95 | 84
Syracuse Energy Corporation | Syracuse | NY | NPCC | 101.1 | 233016 | 0 | 2 | 2 | 0 | 0 | 0 | 0 | 0 | 0 | 0 | 0 | 0 | 67579 | 16894.75 | 28782.91 | 45 | 71
T.B. Simon | East Lansing | MI | RFC | 85 | 297615 | 263154 | 5 | 0 | 5 | 0 | 0 | 0 | 0 | 0 | 0 | 0 | 0 | 82939 | 24052.31 | 33836.46 | 73 | 77
Taconite Harbor Energy Center | Schroeder | MN | MRO | 252 | 1470612 | 512716 | 3 | 3 | 0 | 0 | 0 | 0 | 0 | 0 | 0 | 0 | 0 | 168 | 11.76 | 57.12 | 37 | 70
Tanners Creek | Lawrenceburg | IN | RFC | 1100.1 | 4688090 | 0 | 4 | 4 | 0 | 0 | 0 | 0 | 0 | 0 | 0 | 0 | 0 | 10395 | 519.75 | 2884.92 | 31 | 42
Tecumseh | Tecumseh | KS | SPP | 232 | 1439665 | 283392 | 2 | 1 | 0 | 1 | 0 | 1 | 0 | 0 | 0 | 0 | 0 | 4492 | 853.48 | 1063.75 | 56 | 40
TES Filer City Station |  | MI | RFC | 70 | 482382 | 506326 | 1 | 0 | 0 | 1 | 0 | 1 | 0 | 0 | 0 | 0 | 0 | 9060 | 1087.2 | 3182.12 | 50 | 60
Thames | Uncasville | CT | NPCC | 213.9 | 1527716 | 0 | 1 | 1 | 0 | 0 | 0 | 0 | 0 | 0 | 0 | 0 | 0 | 19738 | 4342.36 | 2549.44 | 54 | 48
Thomas H Allen | Memphis | TN | SERC | 990 | 5128333 | 3477924 | 3 | 0 | 0 | 3 | 3 | 0 | 0 | 0 | 0 | 0 | 0 | 840 | 840 | 688.8 | 100 | 97
Thomas Hill |  | MO | SERC | 1181.7 | 7112356 | 7120233 | 3 | 0 | 0 | 3 | 0 | 3 | 0 | 0 | 0 | 0 | 0 | 76 | 2.28 | 26.6 | 16 | 52
Titus | Birdsboro | PA | RFC | 225 | 1206942 | 0 | 3 | 3 | 0 | 0 | 0 | 0 | 0 | 0 | 0 | 0 | 0 | 89699 | 44849.5 | 44864.19 | 85 | 83
Tolk | Muleshoe | TX | SPP | 1135.8 | 7570166 | 5689191 | 2 | 0 | 0 | 2 | 0 | 2 | 0 | 0 | 0 | 0 | 0 | 19 | 11.02 | 10.26 | 52 | 75
Trenton Channel | Trenton | MI | RFC | 775.5 | 3947123 | 1969006 | 3 | 2 | 0 | 1 | 1 | 0 | 0 | 0 | 0 | 0 | 0 | 41795 | 4179.5 | 8677.62 | 44 | 29
Trimble County | Bedford | KY | SERC | 1400.1 | 4121779 | 7700276 | 2 | 0 | 0 | 2 | 0 | 2 | 0 | 0 | 0 | 0 | 0 | 377 | 3.77 | 190.74 | 12 | 68
TS Power Plant | Crescent Valley | NV | WECC | 242 | 931882 | 890722 | 1 | 0 | 0 | 1 | 0 | 1 | 0 | 0 | 0 | 0 | 0 | 2 | 0.02 | 0.2 | 0 | 7
Tuscola Station | Tuscola | IL | SERC | 18 | 41952 | 0 | 3 | 0 | 3 | 0 | 0 | 0 | 0 | 0 | 0 | 0 | 0 | 497 | 24.85 | 131.22 | 15 | 48
Twin Oaks Power | Bremond | TX | TRE | 349.2 | 2411517 | 2467589 | 2 | 0 | 0 | 2 | 0 | 2 | 0 | 0 | 0 | 0 | 0 | 239 | 35.85 | 54.74 | 9 | 30
Tyrone 3 | Versailles | KY | SERC | 75 | 355632 | 0 | 1 | 1 | 0 | 0 | 0 | 0 | 0 | 0 | 0 | 0 | 0 | 6797 | 339.85 | 2211.66 | 37 | 39
Urquhart | Beech Island | SC | SERC | 100 | 637504 | 197299 | 1 | 0 | 1 | 0 | 0 | 0 | 0 | 0 | 0 | 0 | 0 | 6495 | 4611.45 | 3874.2 | 87 | 83
US DOE Savannah River Site (D Area) | Aiken | SC | SERC | 78.2 | 112383 | 0 | 7 | 7 | 0 | 0 | 0 | 0 | 0 | 0 | 0 | 0 | 0 | 869 | 356.29 | 347.2 | 63 | 52
Valley ST | Milwaukee | WI | RFC | 272 | 1216378 | 448234 | 2 | 0 | 2 | 0 | 0 | 0 | 0 | 0 | 0 | 0 | 0 | 208983 | 142108.44 | 127669.76 | 93 | 92
Valmont | Boulder | CO | WECC | 191.7 | 1184675 | 1009281 | 1 | 0 | 0 | 1 | 1 | 0 | 0 | 0 | 0 | 0 | 0 | 34346 | 7212.66 | 11176.55 | 44 | 63
Vermilion Power Station | Oakwood | IL | SERC | 182.3 | 934304 | 0 | 2 | 2 | 0 | 0 | 0 | 0 | 0 | 0 | 0 | 0 | 0 | 961 | 19.22 | 227.28 | 7 | 42
Victor J. Daniel Jr. | Moss Point | MS | SERC | 1096.6 | 6422021 | 2067869 | 2 | 0 | 0 | 2 | 0 | 0 | 0 | 2 | 0 | 0 | 0 | 2772 | 360.36 | 878.4 | 18 | 24
Virginia | Virginia | MN | MRO | 30.2 | 107009 | 0 | 3 | 1 | 0 | 2 | 0 | 0 | 2 | 0 | 0 | 0 | 0 | 10380 | 1038 | 4430.8 | 48 | 83
Virginia City Hybrid Energy Center | Saint Paul | VA | SERC | 668 | 0 | 3505043 | 1 | 0 | 0 | 1 | 0 | 0 | 0 | 1 | 0 | 0 | 0 | 2216 | 155.12 | 886.4 | 11 | 75
W.A. Parish 5-8 | Thompsons | TX | TRE | 2736.8 | 19108141 | 12576637 | 4 | 0 | 0 | 4 | 0 | 4 | 0 | 0 | 0 | 0 | 0 | 737 | 405.35 | 44.22 | 49 | 6
W.H. Sammis | Toronto | OH | RFC | 2455.6 | 14727970 | 8112450 | 7 | 0 | 0 | 7 | 4 | 3 | 0 | 0 | 0 | 0 | 0 | 3864 | 38.64 | 1575.22 | 12 | 65
W.H. Weatherspoon | Lumberton | NC | SERC | 165.5 | 734943 | 0 | 3 | 3 | 0 | 0 | 0 | 0 | 0 | 0 | 0 | 0 | 0 | 11957 | 7174.2 | 7340.18 | 80 | 85
W.H. Zimmer | Moscow | OH | RFC | 1425.6 | 9385904 | 5452721 | 1 | 0 | 0 | 1 | 0 | 1 | 0 | 0 | 0 | 0 | 0 | 1741 | 34.82 | 501.12 | 16 | 46
W.N. Clark | Cañon City | CO | WECC | 43.7 | 266883 | 0 | 2 | 2 | 0 | 0 | 0 | 0 | 0 | 0 | 0 | 0 | 0 | 20100 | 2613 | 7363.6 | 25 | 70
W.S. Lee | Belton | SC | SERC | 343.2 | 1272819 | 220821 | 3 | 2 | 1 | 0 | 0 | 0 | 0 | 0 | 0 | 0 | 0 | 5630 | 844.5 | 2134.84 | 23 | 48
Wabash River ST | West Terre Haute | IN | RFC | 860.2 | 4789065 | 513102 | 5 | 5 | 0 | 0 | 0 | 0 | 0 | 0 | 0 | 0 | 0 | 13327 | 799.62 | 5352.06 | 36 | 66
Walter C Beckjord | New Richmond | OH | RFC | 1221.3 | 3298070 | 0 | 6 | 6 | 0 | 0 | 0 | 0 | 0 | 0 | 0 | 0 | 0 | 5381 | 107.62 | 1333.75 | 15 | 38
Walter Scott, Jr. Energy Center | Council Bluffs | IA | MRO | 1778.9 | 11829853 | 8695387 | 4 | 2 | 0 | 2 | 0 | 2 | 0 | 0 | 0 | 0 | 0 | 1996 | 239.52 | 438.02 | 66 | 35
Wansley | Franklin | GA | SERC | 1904 | 12078614 | 4662173 | 2 | 0 | 0 | 2 | 0 | 0 | 0 | 2 | 1 | 0 | 0 | 606 | 42.42 | 211.75 | 7 | 45
Warrick | Newburgh | IN | RFC | 822.8 | 3877426 | 3450181 | 4 | 0 | 0 | 4 | 0 | 4 | 0 | 0 | 0 | 0 | 0 | 1276 | 89.32 | 242.44 | 38 | 25
Warrior Run Cogeneration | Cumberland | MD | RFC | 229 | 1485389 | 984976 | 1 | 0 | 0 | 1 | 0 | 0 | 0 | 1 | 0 | 0 | 0 | 10524 | 1683.84 | 4339.68 | 25 | 89
Wateree | Eastover | SC | SERC | 771.8 | 4897288 | 3390308 | 2 | 0 | 0 | 2 | 0 | 0 | 0 | 2 | 0 | 0 | 0 | 124 | 88.04 | 45.51 | 86 | 46
Waukegan | Waukegan | IL | RFC | 681.7 | 3967430 | 1772772 | 2 | 0 | 0 | 2 | 0 | 2 | 0 | 0 | 0 | 0 | 0 | 63714 | 49696.92 | 32587.36 | 82 | 81
Welsh | Pittsburg | TX | SPP | 1674 | 10354042 | 4489529 | 3 | 1 | 0 | 2 | 0 | 2 | 0 | 0 | 0 | 0 | 0 | 1293 | 452.55 | 415.8 | 30 | 45
Weston | Rothschild | WI | MRO | 1070.9 | 4442620 | 3778717 | 4 | 1 | 1 | 2 | 0 | 2 | 0 | 0 | 0 | 0 | 0 | 11367 | 454.68 | 1927.12 | 24 | 24
Westover | Johnson City | NY | NPCC | 118.8 | 494692 | 0 | 2 | 2 | 0 | 0 | 0 | 0 | 0 | 0 | 0 | 0 | 0 | 62466 | 14991.84 | 22290.88 | 44 | 68
Westwood Generating Station | Tremont | PA | RFC | 36 | 212632 | 0 | 1 | 0 | 0 | 1 | 0 | 0 | 1 | 0 | 0 | 0 | 0 | 1300 | 26 | 464.76 | 15 | 66
Wheelabrator Frackville Energy Company | Frackville | PA | RFC | 48 | 324087 | 0 | 1 | 0 | 0 | 1 | 0 | 0 | 1 | 0 | 0 | 0 | 0 | 13027 | 2996.21 | 4857.86 | 72 | 82
Whelan Energy Center |  | NE | MRO | 324.3 | 524712 | 1253698 | 2 | 0 | 0 | 2 | 0 | 2 | 0 | 0 | 0 | 0 | 0 | 2183 | 545.75 | 921.96 | 75 | 82
White Bluff | Redfield | AR | SERC | 1800 | 11112298 | 5697538 | 2 | 0 | 0 | 2 | 2 | 0 | 0 | 0 | 0 | 0 | 0 | 1980 | 158.4 | 730.38 | 30 | 39
White Pine Copper Refinery | White Pine | MI | MRO | 60 | 58541 | 0 | 3 | 3 | 0 | 0 | 0 | 0 | 0 | 0 | 0 | 0 | 0 | 446 | 17.84 | 164.65 | 17 | 57
Whitewater Valley | Richmond | IN | RFC | 93.9 | 397932 | 0 | 2 | 0 | 0 | 2 | 0 | 0 | 2 | 0 | 0 | 0 | 0 | 32845 | 5912.1 | 15639.66 | 65 | 77
Widows Creek | Stevenson | AL | SERC | 1968.6 | 9223597 | 0 | 8 | 8 | 0 | 0 | 0 | 0 | 0 | 0 | 0 | 0 | 0 | 1571 | 125.68 | 555.74 | 20 | 45
Will County | Romeoville | IL | RFC | 1268.8 | 6193964 | 2112720 | 4 | 3 | 0 | 1 | 1 | 0 | 0 | 0 | 0 | 0 | 0 | 32799 | 10495.68 | 7420.03 | 54 | 41
Williams | Goose Creek | SC | SERC | 632.7 | 4118143 | 2991906 | 1 | 0 | 0 | 1 | 0 | 0 | 0 | 1 | 0 | 0 | 0 | 120 | 10.8 | 20.01 | 12 | 21
Willmar | Willmar | MN | MRO | 18 | 30446 | 0 | 1 | 0 | 0 | 1 | 0 | 0 | 1 | 0 | 0 | 0 | 0 | 5850 | 1228.5 | 1642.85 | 71 | 61
Willow Island | Willow Island | WV | RFC | 213.2 | 492490 | 0 | 2 | 2 | 0 | 0 | 0 | 0 | 0 | 0 | 0 | 0 | 0 | 2118 | 84.72 | 869.89 | 51 | 61
Winyah | Georgetown | SC | SERC | 1260 | 6947485 | 2210462 | 4 | 0 | 0 | 4 | 0 | 0 | 0 | 4 | 0 | 0 | 0 | 1250 | 687.5 | 448.5 | 77 | 50
Wood River 4-5 | Alton | IL | SERC | 500.1 | 3250767 | 853427 | 2 | 2 | 0 | 0 | 0 | 0 | 0 | 0 | 0 | 0 | 0 | 27101 | 4065.15 | 11982.6 | 33 | 73
Wyandotte | Wyandotte | MI | RFC | 73 | 266518 | 1347 | 4 | 2 | 0 | 2 | 0 | 0 | 2 | 0 | 0 | 0 | 0 | 67812 | 10171.8 | 24309.36 | 55 | 56
Wygen 1 | Gillette | WY | WECC | 90 | 702558 | 0 | 1 | 0 | 0 | 1 | 0 | 0 | 1 | 0 | 0 | 0 | 0 | 2960 | 532.8 | 414.12 | 70 | 18
Wygen 2 | Gillette | WY | WECC | 95 | 740051 | 734354 | 1 | 0 | 0 | 1 | 0 | 1 | 0 | 0 | 0 | 0 | 0 | 2833 | 509.94 | 396.34 | 69 | 17
Wygen 3 | Gillette | WY | WECC | 116 | 0 | 0 | 1 | 0 | 0 | 1 | 0 | 0 | 1 | 0 | 0 | 0 | 0 | 2833 | 509.94 | 396.34 | 69 | 17
Wyodak | Gillette | WY | WECC | 402.3 | 2815922 | 2056358 | 1 | 0 | 0 | 1 | 0 | 1 | 0 | 0 | 0 | 0 | 0 | 2955 | 531.9 | 413.42 | 70 | 18
Yates | Newnan | GA | SERC | 1487.3 | 6872200 | 511629 | 7 | 5 | 2 | 0 | 0 | 0 | 0 | 0 | 0 | 0 | 0 | 3137 | 439.18 | 931.2 | 18 | 36
Yellowstone Energy LP |  |  |  | 68 | 404942 | 452014 | 1 | 0 | 1 | 0 | 0 | 0 | 0 | 0 | 0 | 0 | 0 | 22626 | 2941.38 | 7387.38 | 74 | 46
Yorktown | Yorktown | VA | SERC | 375 | 1875660 | 332335 | 2 | 0 | 0 | 2 | 2 | 0 | 0 | 0 | 0 | 0 | 0 | 11761 | 1881.76 | 1472.25 | 26 | 29
Sources and Notes
This spreadsheet accompanies the UCS report, A Dwindling Role for Coal: Tracking the Electricity Sector Transition and What It Means for the Nation
See the analysis landing page, www.ucsusa.org/coaltransition
Citation: Richardson, J., S. Gomberg, J. McNamara. 2017. A dwindling role for coal: Tracking the electricity sector transition and what it means for the nation. Cambridge, MA: Union of Concerned Scientists. Online at www.ucsusa.org/coaltransition.
Last Updated: September 19, 2017
(1) Identifying Characteristics are gathered from S&P Global. Figures for capacity and generation are aggregated to the plant level.
S&P Global Market Intelligence (S&P Global). 2017. SNL interactive. New York. Online at www.snl.com (paywall restricted), accessed June 22, 2017.
(2) Nameplate Capacity represents the sum of the nameplate capacity of all coal units operational in 2008.
(3) NERC Region refers to the regions defined by the North American Electric Reliability Corporation; for a map, see http://www.nerc.com/AboutNERC/keyplayers/PublishingImages/NERC_Interconnections_Color_072512.jpg
(4) The columns for the 2008 coal fleet represent the total number of coal generating units identified at each plant, along with the number that retired or converted to another fuel between 2008 and 2016.
See the technical appendix for further details.
(5) The columns for the 2016 coal fleet represent the total number of coal units that were operating at the end of 2016 at each plant, including the total number that have already been announced for retirement or conversion, as well as those that are uneconomic compared to existing natural gas.
(6) The alternative economic comparisons show the number of coal units at each plant that are uneconomic compared to wind, solar, and new natural gas.
(7) The demographic data comes from the EJSCREEN batch tool developed by EPA. The data are based on the American Community Survey 2010-2014.
US Environmental Protection Agency (EPA). 2016b. EJSCREEN geodatabase, V3, USPR 090216. Washington, DC. Online at ftp://newftp.epa.gov/EJSCREEN/2016/EJSCREEN_V3_USPR_090216.gdb.zip, downloaded May 11, 2017.

## State Summary
State | Abbrev | 2016 Net Generation, EIA (GWh) (1) | Count of Uneconomic Coal Units (2) | Sum of Uneconomic Coal Generation (GWh) (3) | Uneconomic Coal Geneartion as % 2016 Gen (4)
Alabama | AL | 138873 | 9 | 15218.51 | 10.96%
Alaska | AK | 5137 | 0 | 0 | 0%
Arizona | AZ | 108565 | 0 | 0 | 0%
Arkansas | AR | 58721 | 0 | 0 | 0%
California | CA | 182654 | 0 | 0 | 0%
Colorado | CO | 54589 | 0 | 0 | 0%
Connecticut | CT | 35616 | 0 | 0 | 0%
Delaware | DE | 7473 | 1 | 477.104 | 6.384%
Florida | FL | 232765 | 16 | 32289.832 | 13.87%
Georgia | GA | 129329 | 15 | 37722.812 | 29.17%
Hawaii | HI | 8778 | 0 | 0 | 0%
Idaho | ID | 15418 | 0 | 0 | 0%
Illinois | IL | 184032 | 1 | 216.964 | 0.1179%
Indiana | IN | 98496 | 3 | 1619.276 | 1.644%
Iowa | IA | 52463 | 1 | 14.055 | 0.02679%
Kansas | KS | 47610 | 0 | 0 | 0%
Kentucky | KY | 79760 | 5 | 2378.466 | 2.982%
Louisiana | LA | 74828 | 0 | 0 | 0%
Maine | ME | 9362 | 0 | 0 | 0%
Maryland | MD | 36487 | 8 | 11964.531 | 32.79%
Massachusetts | MA | 32205 | 0 | 0 | 0%
Michigan | MI | 110969 | 2 | 6502.562 | 5.86%
Minnesota | MN | 58516 | 0 | 0 | 0%
Mississippi | MS | 60989 | 4 | 2459.601 | 4.033%
Missouri | MO | 78494 | 0 | 0 | 0%
Montana | MT | 28124 | 0 | 0 | 0%
Nebraska | NE | 37243 | 0 | 0 | 0%
Nevada | NV | 39096 | 0 | 0 | 0%
New Hampshire | NH | 19162 | 4 | 429.962 | 2.244%
New Jersey | NJ | 76511 | 1 | 686.386 | 0.8971%
New Mexico | NM | 32885 | 0 | 0 | 0%
New York | NY | 132491 | 0 | 0 | 0%
North Carolina | NC | 129369 | 11 | 30807.125 | 23.81%
North Dakota | ND | 37418 | 1 | 228.724 | 0.6113%
Ohio | OH | 118426 | 0 | 0 | 0%
Oklahoma | OK | 77331 | 0 | 0 | 0%
Oregon | OR | 58772 | 0 | 0 | 0%
Pennsylvania | PA | 212267 | 0 | 0 | 0%
Rhode Island | RI | 6522 | 0 | 0 | 0%
South Carolina | SC | 96141 | 12 | 20704.401 | 21.54%
South Dakota | SD | 10363 | 0 | 0 | 0%
Tennessee | TN | 78384 | 2 | 973.342 | 1.242%
Texas | TX | 410518 | 0 | 0 | 0%
Utah | UT | 36655 | 0 | 0 | 0%
Vermont | VT | 1899 | 0 | 0 | 0%
Virginia | VA | 90769 | 13 | 16093.252 | 17.73%
Washington | WA | 111195 | 0 | 0 | 0%
West Virginia | WV | 74749 | 12 | 42448.875 | 56.79%
Wisconsin | WI | 63044 | 0 | 0 | 0%
Wyoming | WY | 45070 | 1 | 2532.223 | 5.618%
Sources and Notes
(1) Total Net Generation from 2016 by state comes from the Electricity Data Browser maintained by the Energy Information Administration.
Energy Information Administration (EIA). 2017. Electricity data browser. Washington, DC. Data downloaded in July 2017 from https://www.eia.gov/electricity/data/browser/.
(2) This column shows the count of coal units that are uneconomic compared to existing natural gas in each state.
(3) This column shows the total 2016 generation produced by the units in each state that are identified as uneconomic compared to existing natural gas.
(4) This column shows the fraction of total electricity generation in each state that comes from coal units that are identified as uneconomic compared to existing natural gas.